## Sheet1
Quantity | LineNumber | Line Source | SubContracted Ind. | Description | Crew | Daily Output | Labor Hours | Unit | Material | Labor | Equipment | Total | Ext. Mat. | Ext. Labor | Ext. Equip. | Ext. Total | Mat. O&P | Labor O&P | Equip. O&P | Total O&P | Ext. Mat. O&P | Ext. Labor O&P | Ext. Equip. O&P | Ext. Total O&P | Labor Type | Data Release | CCI Location
0 | 316300000000 |  |  | Bored caissons |  | 0 | 0 |  | 0 | 0 | 0 | 0 | 0 | 0 | 0 | 0 | 0 | 0 | 0 | 0 | 0 | 0 | 0 | 0 | STD | Year 2020 | National Average
0 | 316326000000 |  |  | Caisson, drilled |  | 0 | 0 |  | 0 | 0 | 0 | 0 | 0 | 0 | 0 | 0 | 0 | 0 | 0 | 0 | 0 | 0 | 0 | 0 | STD | Year 2020 | National Average
0 | 316326130010 |  |  | Fixed end caisson piles |  | 0 | 0 |  | 0 | 0 | 0 | 0 | 0 | 0 | 0 | 0 | 0 | 0 | 0 | 0 | 0 | 0 | 0 | 0 | STD | Year 2020 | National Average
0 | 316326130015 |  |  | Fixed end caisson piles, includes excavation, concrete, 50 lb. reinforcing/C.Y., excludes mobilization, boulder removal, disposal |  | 0 | 0 |  | 0 | 0 | 0 | 0 | 0 | 0 | 0 | 0 | 0 | 0 | 0 | 0 | 0 | 0 | 0 | 0 | STD | Year 2020 | National Average
0 | 316326130020 |  |  | Fixed end caisson piles, includes excavation, concrete, 50 lb. reinforcing/C.Y., excludes mobilization, boulder removal, disposal |  | 0 | 0 |  | 0 | 0 | 0 | 0 | 0 | 0 | 0 | 0 | 0 | 0 | 0 | 0 | 0 | 0 | 0 | 0 | STD | Year 2020 | National Average
0 | 316326130100 |  |  | Fixed end caisson piles, open style in stable ground, to 50' deep, machine drilled, includes excavation, concrete, 50 lb. reinforcing/C.Y., excludes mobilization, boulder removal, disposal |  | 0 | 0 |  | 0 | 0 | 0 | 0 | 0 | 0 | 0 | 0 | 0 | 0 | 0 | 0 | 0 | 0 | 0 | 0 | STD | Year 2020 | National Average
0 | 316326130110 |  |  | Fixed end caisson piles, open style in stable ground, to 50' deep, 18" diameter, 0.065 CY/LF, machine drilled, includes excavation, concrete, 50 lb. reinforcing/C.Y., excludes mobilization, boulder removal, disposal, casings or ground water | B43 | 200 | 0.24 | V.L.F. | 10.2 | 11.2 | 3.85 | 25.25 | 0 | 0 | 0 | 0 | 11.2 | 16.8 | 4.24 | 32.24 | 0 | 0 | 0 | 0 | STD | Year 2020 | National Average
0 | 316326130200 |  |  | Fixed end caisson piles, open style in stable ground, to 50' deep, 24" diameter, 0.116 CY/LF, machine drilled, includes excavation, concrete, 50 lb. reinforcing/C.Y., excludes mobilization, boulder removal, disposal, casings or ground water | B43 | 190 | 0.25 | V.L.F. | 18.2 | 11.8 | 4.06 | 34.06 | 0 | 0 | 0 | 0 | 20 | 17.7 | 4.46 | 42.16 | 0 | 0 | 0 | 0 | STD | Year 2020 | National Average
0 | 316326130300 |  |  | Fixed end caisson piles, open style in stable ground, to 50' deep, 30" diameter, 0.182 CY/LF, machine drilled, includes excavation, concrete, 50 lb. reinforcing/C.Y., excludes mobilization, boulder removal, disposal, no casings or ground water | B43 | 150 | 0.32 | V.L.F. | 28.5 | 14.95 | 5.15 | 48.6 | 0 | 0 | 0 | 0 | 31.5 | 22.5 | 5.65 | 59.65 | 0 | 0 | 0 | 0 | STD | Year 2020 | National Average
0 | 316326130400 |  |  | Fixed end caisson piles, open style in stable ground, to 50' deep, 36" diameter, 0.262 CY/LF, machine drilled, includes excavation, concrete, 50 lb. reinforcing/C.Y., excludes mobilization, boulder removal, disposal, casings or ground water | B43 | 125 | 0.38 | V.L.F. | 41 | 17.95 | 6.15 | 65.1 | 0 | 0 | 0 | 0 | 45 | 27 | 6.8 | 78.8 | 0 | 0 | 0 | 0 | STD | Year 2020 | National Average
0 | 316326130500 |  |  | Fixed end caisson piles, open style in stable ground, to 50' deep, 48" diameter, 0.465 CY/LF, machine drilled, includes excavation, concrete, 50 lb. reinforcing/C.Y., excludes mobilization, boulder removal, disposal, casings or ground water | B43 | 100 | 0.48 | V.L.F. | 73 | 22.5 | 7.7 | 103.2 | 0 | 0 | 0 | 0 | 80.5 | 33.5 | 8.5 | 122.5 | 0 | 0 | 0 | 0 | STD | Year 2020 | National Average
0 | 316326130600 |  |  | Fixed end caisson piles, open style in stable ground, to 50' deep, 60" diameter, 0.727 CY/LF, machine drilled, includes excavation, concrete, 50 lb. reinforcing/C.Y., excludes mobilization, boulder removal, disposal, casings or ground water | B43 | 90 | 0.53 | V.L.F. | 114 | 25 | 8.55 | 147.55 | 0 | 0 | 0 | 0 | 126 | 37.5 | 9.4 | 172.9 | 0 | 0 | 0 | 0 | STD | Year 2020 | National Average
0 | 316326130700 |  |  | Fixed end caisson piles, open style in stable ground, to 50' deep, 72" diameter, 1.05 CY/LF, machine drilled, includes excavation, concrete, 50 lb. reinforcing/C.Y., excludes mobilization, boulder removal, disposal, casings or ground water | B43 | 80 | 0.6 | V.L.F. | 165 | 28 | 9.65 | 202.65 | 0 | 0 | 0 | 0 | 181 | 42 | 10.6 | 233.6 | 0 | 0 | 0 | 0 | STD | Year 2020 | National Average
0 | 316326130800 |  |  | Fixed end caisson piles, open style in stable ground, to 50' deep, 84" diameter, 1.43 CY/LF, machine drilled, includes excavation, concrete, 50 lb. reinforcing/C.Y., excludes mobilization, boulder removal, disposal, casings or ground water | B43 | 75 | 0.64 | V.L.F. | 225 | 30 | 10.3 | 265.3 | 0 | 0 | 0 | 0 | 247 | 45 | 11.3 | 303.3 | 0 | 0 | 0 | 0 | STD | Year 2020 | National Average
0 | 316326131000 |  |  | Fixed end caisson piles, for bell excavation and concrete in stable ground, to 50' deep, machine drilled, add |  | 0 | 0 |  | 0 | 0 | 0 | 0 | 0 | 0 | 0 | 0 | 0 | 0 | 0 | 0 | 0 | 0 | 0 | 0 | STD | Year 2020 | National Average
0 | 316326131020 |  |  | Fixed end caisson piles, for bell excavation and concrete in stable ground, to 50' deep, 4' bell diameter, 24" shaft, 0.444 C.Y., machine drilled, add | B43 | 20 | 2.4 | Ea. | 57 | 112 | 38.5 | 207.5 | 0 | 0 | 0 | 0 | 63 | 168 | 42.5 | 273.5 | 0 | 0 | 0 | 0 | STD | Year 2020 | National Average
0 | 316326131040 |  |  | Fixed end caisson piles, for bell excavation and concrete in stable ground, to 50' deep, 6' bell diameter, 30" shaft, 1.57 C.Y., machine drilled, add | B43 | 5.7 | 8.42 | Ea. | 202 | 395 | 135 | 732 | 0 | 0 | 0 | 0 | 222 | 590 | 149 | 961 | 0 | 0 | 0 | 0 | STD | Year 2020 | National Average
0 | 316326131060 |  |  | Fixed end caisson piles, for bell excavation and concrete in stable ground, to 50' deep, 8' bell diameter, 36" shaft, 3.72 C.Y., machine drilled, add | B43 | 2.4 | 20 | Ea. | 480 | 935 | 320 | 1735 | 0 | 0 | 0 | 0 | 525 | 1400 | 355 | 2280 | 0 | 0 | 0 | 0 | STD | Year 2020 | National Average
0 | 316326131080 |  |  | Fixed end caisson piles, for bell excavation and concrete in stable ground, to 50' deep, 9' bell diameter, 48" shaft, 4.48 C.Y., machine drilled, add | B43 | 2 | 24 | Ea. | 575 | 1125 | 385 | 2085 | 0 | 0 | 0 | 0 | 635 | 1675 | 425 | 2735 | 0 | 0 | 0 | 0 | STD | Year 2020 | National Average
0 | 316326131100 |  |  | Fixed end caisson piles, for bell excavation and concrete in stable ground, to 50' deep, 10' bell diameter, 60" shaft, 5.24 C.Y., machine drilled, add | B43 | 1.7 | 28.23 | Ea. | 675 | 1325 | 455 | 2455 | 0 | 0 | 0 | 0 | 740 | 1975 | 500 | 3215 | 0 | 0 | 0 | 0 | STD | Year 2020 | National Average
0 | 316326131120 |  |  | Fixed end caisson piles, for bell excavation and concrete in stable ground, to 50' deep, 12' bell diameter, 72" shaft, 8.74 C.Y., machine drilled, add | B43 | 1 | 48 | Ea. | 1125 | 2250 | 770 | 4145 | 0 | 0 | 0 | 0 | 1250 | 3350 | 850 | 5450 | 0 | 0 | 0 | 0 | STD | Year 2020 | National Average
0 | 316326131140 |  |  | Fixed end caisson piles, for bell excavation and concrete in stable ground, to 50' deep, 14' bell diameter, 84" shaft, 13.6 C.Y., machine drilled, add | B43 | 0.7 | 68.57 | Ea. | 1750 | 3200 | 1100 | 6050 | 0 | 0 | 0 | 0 | 1925 | 4800 | 1200 | 7925 | 0 | 0 | 0 | 0 | STD | Year 2020 | National Average
0 | 316326131200 |  |  | Fixed end caisson piles, open style in wet ground, to 50' deep, machine drilled, pulled casing and pumping, includes excavation, concrete, 50 lb. reinforcing/C.Y., excludes mobilization, boulder removal, disposal |  | 0 | 0 |  | 0 | 0 | 0 | 0 | 0 | 0 | 0 | 0 | 0 | 0 | 0 | 0 | 0 | 0 | 0 | 0 | STD | Year 2020 | National Average
0 | 316326131300 |  |  | Fixed end caisson piles, open style in wet ground, to 50' deep, 18" diameter, 0.065 CY/LF, machine drilled, pulled casing and pumping, includes excavation, concrete, 50 lb. reinforcing/C.Y., excludes mobilization, boulder removal, disposal | B48 | 160 | 0.35 | V.L.F. | 10.2 | 16.65 | 6.55 | 33.4 | 0 | 0 | 0 | 0 | 11.2 | 25 | 7.2 | 43.4 | 0 | 0 | 0 | 0 | STD | Year 2020 | National Average
0 | 316326131400 |  |  | Fixed end caisson piles, open style in wet ground, to 50' deep, 24" diameter, 0.116 CY/LF, machine drilled, pulled casing and pumping, includes excavation, concrete, 50 lb. reinforcing/C.Y., excludes mobilization, boulder removal, disposal | B48 | 125 | 0.45 | V.L.F. | 18.2 | 21.5 | 8.4 | 48.1 | 0 | 0 | 0 | 0 | 20 | 32 | 9.2 | 61.2 | 0 | 0 | 0 | 0 | STD | Year 2020 | National Average
0 | 316326131500 |  |  | Fixed end caisson piles, open style in wet ground, to 50' deep, 30" diameter, 0.182 CY/LF, machine drilled, pulled casing and pumping, includes excavation, concrete, 50 lb. reinforcing/C.Y., excludes mobilization, boulder removal, disposal | B48 | 85 | 0.66 | V.L.F. | 28.5 | 31.5 | 12.3 | 72.3 | 0 | 0 | 0 | 0 | 31.5 | 47 | 13.55 | 92.05 | 0 | 0 | 0 | 0 | STD | Year 2020 | National Average
0 | 316326131600 |  |  | Fixed end caisson piles, open style in wet ground, to 50' deep, 36" diameter, 0.262 CY/LF, machine drilled, pulled casing and pumping, includes excavation, concrete, 50 lb. reinforcing/C.Y., excludes mobilization, boulder removal, disposal | B48 | 60 | 0.93 | V.L.F. | 41 | 44.5 | 17.45 | 102.95 | 0 | 0 | 0 | 0 | 45 | 66.5 | 19.2 | 130.7 | 0 | 0 | 0 | 0 | STD | Year 2020 | National Average
0 | 316326131700 |  |  | Fixed end caisson piles, open style in wet ground, to 50' deep, 48" diameter, 0.465 CY/LF, machine drilled, pulled casing and pumping, includes excavation, concrete, 50 lb. reinforcing/C.Y., excludes mobilization, boulder removal, disposal | B49 | 55 | 1.6 | V.L.F. | 73 | 80 | 29.5 | 182.5 | 0 | 0 | 0 | 0 | 80.5 | 121 | 32.5 | 234 | 0 | 0 | 0 | 0 | STD | Year 2020 | National Average
0 | 316326131800 |  |  | Fixed end caisson piles, open style in wet ground, to 50' deep, 60" diameter, 0.727 CY/LF, machine drilled, pulled casing and pumping, includes excavation, concrete, 50 lb. reinforcing/C.Y., excludes mobilization, boulder removal, disposal | B49 | 35 | 2.51 | V.L.F. | 114 | 126 | 46.5 | 286.5 | 0 | 0 | 0 | 0 | 126 | 190 | 51 | 367 | 0 | 0 | 0 | 0 | STD | Year 2020 | National Average
0 | 316326131900 |  |  | Fixed end caisson piles, open style in wet ground, to 50' deep, 72" diameter, 1.05 CY/LF, machine drilled, pulled casing and pumping, includes excavation, concrete, 50 lb. reinforcing/C.Y., excludes mobilization, boulder removal, disposal | B49 | 30 | 2.93 | V.L.F. | 165 | 147 | 54.5 | 366.5 | 0 | 0 | 0 | 0 | 181 | 222 | 59.5 | 462.5 | 0 | 0 | 0 | 0 | STD | Year 2020 | National Average
0 | 316326132000 |  |  | Fixed end caisson piles, open style in wet ground, to 50' deep, 84" diameter, 1.43 CY/LF, machine drilled, pulled casing and pumping, includes excavation, concrete, 50 lb. reinforcing/C.Y., excludes mobilization, boulder removal, disposal | B49 | 25 | 3.52 | V.L.F. | 225 | 176 | 65 | 466 | 0 | 0 | 0 | 0 | 247 | 266 | 71.5 | 584.5 | 0 | 0 | 0 | 0 | STD | Year 2020 | National Average
0 | 316326132100 |  |  | Fixed end caisson piles, for bell excavation and concrete in wet ground, add |  | 0 | 0 |  | 0 | 0 | 0 | 0 | 0 | 0 | 0 | 0 | 0 | 0 | 0 | 0 | 0 | 0 | 0 | 0 | STD | Year 2020 | National Average
0 | 316326132120 |  |  | Fixed end caisson piles, for bell excavation and concrete in wet ground, to 25' deep, 4' bell diameter, 24" shaft, 0.444 C.Y., add | B48 | 19.8 | 2.83 | Ea. | 57 | 135 | 53 | 245 | 0 | 0 | 0 | 0 | 63 | 202 | 58 | 323 | 0 | 0 | 0 | 0 | STD | Year 2020 | National Average
0 | 316326132140 |  |  | Fixed end caisson piles, for bell excavation and concrete in wet ground, to 25' deep, 6' bell diameter, 30" shaft, 1.57 C.Y., add | B48 | 5.7 | 9.82 | Ea. | 202 | 470 | 184 | 856 | 0 | 0 | 0 | 0 | 222 | 700 | 202 | 1124 | 0 | 0 | 0 | 0 | STD | Year 2020 | National Average
0 | 316326132160 |  |  | Fixed end caisson piles, for bell excavation and concrete in wet ground, to 25' deep, 8' bell diameter, 36" shaft, 3.72 C.Y., add | B48 | 2.4 | 23.33 | Ea. | 480 | 1100 | 435 | 2015 | 0 | 0 | 0 | 0 | 525 | 1675 | 480 | 2680 | 0 | 0 | 0 | 0 | STD | Year 2020 | National Average
0 | 316326132180 |  |  | Fixed end caisson piles, for bell excavation and concrete in wet ground, to 25' deep, 9' bell diameter, 48" shaft, 4.48 C.Y., add | B49 | 3.3 | 26.67 | Ea. | 575 | 1325 | 495 | 2395 | 0 | 0 | 0 | 0 | 635 | 2025 | 545 | 3205 | 0 | 0 | 0 | 0 | STD | Year 2020 | National Average
0 | 316326132200 |  |  | Fixed end caisson piles, for bell excavation and concrete in wet ground, to 25' deep, 10' bell diameter, 60" shaft, 5.24 C.Y., add | B49 | 2.8 | 31.43 | Ea. | 675 | 1575 | 580 | 2830 | 0 | 0 | 0 | 0 | 740 | 2375 | 640 | 3755 | 0 | 0 | 0 | 0 | STD | Year 2020 | National Average
0 | 316326132220 |  |  | Fixed end caisson piles, for bell excavation and concrete in wet ground, to 25' deep, 12' bell diameter, 72" shaft, 8.74 C.Y., add | B49 | 1.6 | 55 | Ea. | 1125 | 2750 | 1025 | 4900 | 0 | 0 | 0 | 0 | 1250 | 4150 | 1125 | 6525 | 0 | 0 | 0 | 0 | STD | Year 2020 | National Average
0 | 316326132240 |  |  | Fixed end caisson piles, for bell excavation and concrete in wet ground, to 25' deep, 14' bell diameter, 84" shaft, 13.6 C.Y., add | B49 | 1 | 88 | Ea. | 1750 | 4400 | 1625 | 7775 | 0 | 0 | 0 | 0 | 1925 | 6650 | 1800 | 10375 | 0 | 0 | 0 | 0 | STD | Year 2020 | National Average
0 | 316326132300 |  |  | Fixed end caisson piles, open style in soft rocks and medium hard shales, to 50' deep, machine drilled |  | 0 | 0 |  | 0 | 0 | 0 | 0 | 0 | 0 | 0 | 0 | 0 | 0 | 0 | 0 | 0 | 0 | 0 | 0 | STD | Year 2020 | National Average
0 | 316326132400 |  |  | Fixed end caisson piles, open style in soft rocks and medium hard shales, to 50' deep, 18" diameter, 0.065 CY/LF, machine drilled, includes excavation, concrete, 50 lb. reinforcing/C.Y., excludes mobilization, boulder removal, disposal | B49 | 50 | 1.76 | V.L.F. | 10.2 | 88 | 32.5 | 130.7 | 0 | 0 | 0 | 0 | 11.2 | 133 | 36 | 180.2 | 0 | 0 | 0 | 0 | STD | Year 2020 | National Average
0 | 316326132500 |  |  | Fixed end caisson piles, open style in soft rocks and medium hard shales, to 50' deep, 24" diameter, 0.116 CY/LF, machine drilled, includes excavation, concrete, 50 lb. reinforcing/C.Y., excludes mobilization, boulder removal, disposal | B49 | 30 | 2.93 | V.L.F. | 18.2 | 147 | 54.5 | 219.7 | 0 | 0 | 0 | 0 | 20 | 222 | 59.5 | 301.5 | 0 | 0 | 0 | 0 | STD | Year 2020 | National Average
0 | 316326132600 |  |  | Fixed end caisson piles, open style in soft rocks and medium hard shales, to 50' deep, 30" diameter, 0.182 CY/LF, machine drilled, includes excavation, concrete, 50 lb. reinforcing/C.Y., excludes mobilization, boulder removal, disposal | B49 | 20 | 4.4 | V.L.F. | 28.5 | 221 | 81.5 | 331 | 0 | 0 | 0 | 0 | 31.5 | 335 | 89.5 | 456 | 0 | 0 | 0 | 0 | STD | Year 2020 | National Average
0 | 316326132700 |  |  | Fixed end caisson piles, open style in soft rocks and medium hard shales, to 50' deep, 36" diameter, 0.262 CY/LF, machine drilled, includes excavation, concrete, 50 lb. reinforcing/C.Y., excludes mobilization, boulder removal, disposal | B49 | 15 | 5.87 | V.L.F. | 41 | 294 | 109 | 444 | 0 | 0 | 0 | 0 | 45 | 445 | 119 | 609 | 0 | 0 | 0 | 0 | STD | Year 2020 | National Average
0 | 316326132800 |  |  | Fixed end caisson piles, open style in soft rocks and medium hard shales, to 50' deep, 48" diameter, 0.465 CY/LF, machine drilled, includes excavation, concrete, 50 lb. reinforcing/C.Y., excludes mobilization, boulder removal, disposal | B49 | 10 | 8.8 | V.L.F. | 73 | 440 | 163 | 676 | 0 | 0 | 0 | 0 | 80.5 | 665 | 179 | 924.5 | 0 | 0 | 0 | 0 | STD | Year 2020 | National Average
0 | 316326132900 |  |  | Fixed end caisson piles, open style in soft rocks and medium hard shales, to 50' deep, 60" diameter, 0.727 CY/LF, machine drilled, includes excavation, concrete, 50 lb. reinforcing/C.Y., excludes mobilization, boulder removal, disposal | B49 | 7 | 12.57 | V.L.F. | 114 | 630 | 233 | 977 | 0 | 0 | 0 | 0 | 126 | 950 | 256 | 1332 | 0 | 0 | 0 | 0 | STD | Year 2020 | National Average
0 | 316326133000 |  |  | Fixed end caisson piles, open style in soft rocks and medium hard shales, to 50' deep, 72" diameter, 1.05 CY/LF, machine drilled, includes excavation, concrete, 50 lb. reinforcing/C.Y., excludes mobilization, boulder removal, disposal | B49 | 6 | 14.67 | V.L.F. | 165 | 735 | 271 | 1171 | 0 | 0 | 0 | 0 | 181 | 1100 | 298 | 1579 | 0 | 0 | 0 | 0 | STD | Year 2020 | National Average
0 | 316326133100 |  |  | Fixed end caisson piles, open style in soft rocks and medium hard shales, to 50' deep, 84" diameter, 1.43 CY/LF, machine drilled, includes excavation, concrete, 50 lb. reinforcing/C.Y., excludes mobilization, boulder removal, disposal | B49 | 5 | 17.6 | V.L.F. | 225 | 880 | 325 | 1430 | 0 | 0 | 0 | 0 | 247 | 1325 | 360 | 1932 | 0 | 0 | 0 | 0 | STD | Year 2020 | National Average
0 | 316326133200 |  |  | Fixed end caisson piles, for bell excavation and concrete in soft rocks and medium hard shales, to 50' deep, add |  | 0 | 0 |  | 0 | 0 | 0 | 0 | 0 | 0 | 0 | 0 | 0 | 0 | 0 | 0 | 0 | 0 | 0 | 0 | STD | Year 2020 | National Average
0 | 316326133220 |  |  | Fixed end caisson piles, for bell excavation and concrete in soft rocks and medium hard shales, to 50' deep, 4' bell diameter, 24" shaft, 0.444 C.Y. | B49 | 10.9 | 8.07 | Ea. | 57 | 405 | 149 | 611 | 0 | 0 | 0 | 0 | 63 | 610 | 164 | 837 | 0 | 0 | 0 | 0 | STD | Year 2020 | National Average
0 | 316326133240 |  |  | Fixed end caisson piles, for bell excavation and concrete in soft rocks and medium hard shales, to 50' deep, 6' bell diameter, 30" shaft, 1.57 C.Y., add | B49 | 3.1 | 28.39 | Ea. | 202 | 1425 | 525 | 2152 | 0 | 0 | 0 | 0 | 222 | 2150 | 580 | 2952 | 0 | 0 | 0 | 0 | STD | Year 2020 | National Average
0 | 316326133260 |  |  | Fixed end caisson piles, for bell excavation and concrete in soft rocks and medium hard shales, to 50' deep, 8' bell diameter, 36" shaft, 3.72 C.Y., add | B49 | 1.3 | 67.69 | Ea. | 480 | 3400 | 1250 | 5130 | 0 | 0 | 0 | 0 | 525 | 5125 | 1375 | 7025 | 0 | 0 | 0 | 0 | STD | Year 2020 | National Average
0 | 316326133280 |  |  | Fixed end caisson piles, for bell excavation and concrete in soft rocks and medium hard shales, to 50' deep, 9' bell diameter, 48" shaft, 4.48 C.Y., add | B49 | 1.1 | 80 | Ea. | 575 | 4000 | 1475 | 6050 | 0 | 0 | 0 | 0 | 635 | 6050 | 1625 | 8310 | 0 | 0 | 0 | 0 | STD | Year 2020 | National Average
0 | 316326133300 |  |  | Fixed end caisson piles, for bell excavation and concrete in soft rocks and medium hard shales, to 50' deep, 10' bell diameter, 60" shaft, 5.24 C.Y., add | B49 | 0.9 | 97.78 | Ea. | 675 | 4900 | 1800 | 7375 | 0 | 0 | 0 | 0 | 740 | 7400 | 2000 | 10140 | 0 | 0 | 0 | 0 | STD | Year 2020 | National Average
0 | 316326133320 |  |  | Fixed end caisson piles, for bell excavation and concrete in soft rocks and medium hard shales, to 50' deep, 12' bell diameter, 72" shaft, 8.74 C.Y., add | B49 | 0.6 | 147 | Ea. | 1125 | 7350 | 2725 | 11200 | 0 | 0 | 0 | 0 | 1250 | 11100 | 2975 | 15325 | 0 | 0 | 0 | 0 | STD | Year 2020 | National Average
0 | 316326133340 |  |  | Fixed end caisson piles, for bell excavation and concrete in soft rocks and medium hard shales, to 50' deep, 14' bell diameter, 84" shaft, 13.6 C.Y., add | B49 | 0.4 | 220 | Ea. | 1750 | 11000 | 4075 | 16825 | 0 | 0 | 0 | 0 | 1925 | 16600 | 4475 | 23000 | 0 | 0 | 0 | 0 | STD | Year 2020 | National Average
0 | 316326133600 |  |  | Fixed end caisson piles, for rock excavation, sockets, add, minimum | B49 | 120 | 0.73 | C.F. | 0 | 37 | 13.55 | 50.55 | 0 | 0 | 0 | 0 | 0 | 55.5 | 14.9 | 70.4 | 0 | 0 | 0 | 0 | STD | Year 2020 | National Average
0 | 316326133650 |  |  | Fixed end caisson piles, for rock excavation, sockets, add, average | B49 | 95 | 0.93 | C.F. | 0 | 46.5 | 17.15 | 63.65 | 0 | 0 | 0 | 0 | 0 | 70 | 18.85 | 88.85 | 0 | 0 | 0 | 0 | STD | Year 2020 | National Average
0 | 316326133700 |  |  | Fixed end caisson piles, for rock excavation, sockets, add, maximum | B49 | 48 | 1.83 | C.F. | 0 | 92 | 34 | 126 | 0 | 0 | 0 | 0 | 0 | 139 | 37.5 | 176.5 | 0 | 0 | 0 | 0 | STD | Year 2020 | National Average
0 | 316326134200 |  |  | Fixed end caisson piles, for casings left in place, add |  | 0 | 0 | Lb. | 1.38 | 0 | 0 | 1.38 | 0 | 0 | 0 | 0 | 1.52 | 0 | 0 | 1.52 | 0 | 0 | 0 | 0 | STD | Year 2020 | National Average
0 | 316326134300 |  |  | Fixed end caisson piles, for other than 50 lb. reinforcing per C.Y., add or deduct |  | 0 | 0 | Lb. | 1.29 | 0 | 0 | 1.29 | 0 | 0 | 0 | 0 | 1.42 | 0 | 0 | 1.42 | 0 | 0 | 0 | 0 | STD | Year 2020 | National Average
0 | 316326134400 |  |  | Fixed end caisson piles, for steel I-beam cores, add | B49 | 8.3 | 10.6 | Ton | 2300 | 530 | 196 | 3026 | 0 | 0 | 0 | 0 | 2525 | 800 | 216 | 3541 | 0 | 0 | 0 | 0 | STD | Year 2020 | National Average
0 | 316326134500 |  |  | Fixed end caisson piles, load and haul excess excavation, 2 miles | B34B | 178 | 0.04 | L.C.Y. | 0 | 2.2 | 3.22 | 5.42 | 0 | 0 | 0 | 0 | 0 | 3.3 | 3.54 | 6.84 | 0 | 0 | 0 | 0 | STD | Year 2020 | National Average
0 | 316326134600 |  |  | Fixed end caisson piles, for mobilization, 50 mile radius, rig to 36" | B43 | 2 | 24 | Ea. | 0 | 1125 | 385 | 1510 | 0 | 0 | 0 | 0 | 0 | 1675 | 425 | 2100 | 0 | 0 | 0 | 0 | STD | Year 2020 | National Average
0 | 316326134650 |  |  | Fixed end caisson piles, for mobilization, 50 mile radius, rig to 84" | B48 | 1.75 | 32 | Ea. | 0 | 1525 | 600 | 2125 | 0 | 0 | 0 | 0 | 0 | 2275 | 660 | 2935 | 0 | 0 | 0 | 0 | STD | Year 2020 | National Average
0 | 316326135000 |  |  | Fixed end caisson piles, bottom inspection, add | 1 Skwk | 1.2 | 6.67 | Ea. | 0 | 365 | 0 | 365 | 0 | 0 | 0 | 0 | 0 | 555 | 0 | 555 | 0 | 0 | 0 | 0 | STD | Year 2020 | National Average
0 | 316326160010 |  |  | Concrete caissons for marine construction, includes mobilization and demobilization up to 50 miles |  | 0 | 0 |  | 0 | 0 | 0 | 0 | 0 | 0 | 0 | 0 | 0 | 0 | 0 | 0 | 0 | 0 | 0 | 0 | STD | Year 2020 | National Average
0 | 316326160100 |  |  | Concrete caissons for marine construction, up to 50 miles, includes mobilization and demobilization up to 50 miles |  | 0 | 0 |  | 0 | 0 | 0 | 0 | 0 | 0 | 0 | 0 | 0 | 0 | 0 | 0 | 0 | 0 | 0 | 0 | STD | Year 2020 | National Average
0 | 316326160200 |  |  | Concrete caissons for marine construction, uncased shafts, 30 to 80 tons capacity, 17" diameter, 10' depth, includes mobilization and demobilization up to 50 miles | B44 | 88 | 0.73 | V.L.F. | 26 | 39.5 | 23 | 88.5 | 0 | 0 | 0 | 0 | 28.5 | 60.5 | 25.5 | 114.5 | 0 | 0 | 0 | 0 | STD | Year 2020 | National Average
0 | 316326160300 |  |  | Concrete caissons for marine construction, uncased shafts, 30 to 80 tons capacity, 17" diameter, 25' depth, includes mobilization and demobilization up to 50 miles | B44 | 165 | 0.39 | V.L.F. | 18.4 | 21 | 12.3 | 51.7 | 0 | 0 | 0 | 0 | 20 | 32 | 13.55 | 65.55 | 0 | 0 | 0 | 0 | STD | Year 2020 | National Average
0 | 316326160400 |  |  | Concrete caissons for marine construction, uncased shafts, 80 to 150 tons capacity, 22" diameter, 10' depth, includes mobilization and demobilization up to 50 miles | B44 | 80 | 0.8 | V.L.F. | 32 | 43.5 | 25.5 | 101 | 0 | 0 | 0 | 0 | 35.5 | 66.5 | 28 | 130 | 0 | 0 | 0 | 0 | STD | Year 2020 | National Average
0 | 316326160500 |  |  | Concrete caissons for marine construction, uncased shafts, 80 to 150 tons capacity, 22" diameter, 20' depth, includes mobilization and demobilization up to 50 miles | B44 | 130 | 0.49 | V.L.F. | 26 | 26.5 | 15.65 | 68.15 | 0 | 0 | 0 | 0 | 28.5 | 41 | 17.2 | 86.7 | 0 | 0 | 0 | 0 | STD | Year 2020 | National Average
0 | 316326160700 |  |  | Concrete caissons for marine construction, cased shafts, 10 to 30 tons capacity, 10-5/8" diameter, 20' depth, includes mobilization and demobilization up to 50 miles | B44 | 175 | 0.37 | V.L.F. | 18.4 | 19.8 | 11.6 | 49.8 | 0 | 0 | 0 | 0 | 20 | 30.5 | 12.75 | 63.25 | 0 | 0 | 0 | 0 | STD | Year 2020 | National Average
0 | 316326160800 |  |  | Concrete caissons for marine construction, cased shafts, 10 to 30 tons capacity, 10-5/8" diameter, 30' depth, includes mobilization and demobilization up to 50 miles | B44 | 240 | 0.27 | V.L.F. | 17.15 | 14.45 | 8.45 | 40.05 | 0 | 0 | 0 | 0 | 18.9 | 22 | 9.3 | 50.2 | 0 | 0 | 0 | 0 | STD | Year 2020 | National Average
0 | 316326160850 |  |  | Concrete caissons for marine construction, cased shafts, 30 to 60 tons capacity, 12" diameter, 20' depth, includes mobilization and demobilization up to 50 miles | B44 | 160 | 0.4 | V.L.F. | 26 | 21.5 | 12.7 | 60.2 | 0 | 0 | 0 | 0 | 28.5 | 33 | 13.95 | 75.45 | 0 | 0 | 0 | 0 | STD | Year 2020 | National Average
0 | 316326160900 |  |  | Concrete caissons for marine construction, cased shafts, 30 to 60 tons capacity, 12" diameter, 40' depth, includes mobilization and demobilization up to 50 miles | B44 | 230 | 0.28 | V.L.F. | 19.8 | 15.1 | 8.85 | 43.75 | 0 | 0 | 0 | 0 | 22 | 23 | 9.7 | 54.7 | 0 | 0 | 0 | 0 | STD | Year 2020 | National Average
0 | 316326161000 |  |  | Concrete caissons for marine construction, cased shafts, 80 to 100 tons capacity, 16" diameter, 20' depth, includes mobilization and demobilization up to 50 miles | B44 | 160 | 0.4 | V.L.F. | 37 | 21.5 | 12.7 | 71.2 | 0 | 0 | 0 | 0 | 40.5 | 33 | 13.95 | 87.45 | 0 | 0 | 0 | 0 | STD | Year 2020 | National Average
0 | 316326161100 |  |  | Concrete caissons for marine construction, cased shafts, 80 to 100 tons capacity, 16" diameter, 40' depth, includes mobilization and demobilization up to 50 miles | B44 | 230 | 0.28 | V.L.F. | 34.5 | 15.1 | 8.85 | 58.45 | 0 | 0 | 0 | 0 | 38 | 23 | 9.7 | 70.7 | 0 | 0 | 0 | 0 | STD | Year 2020 | National Average
0 | 316326161200 |  |  | Concrete caissons for marine construction, cased shafts, 110 to 140 tons capacity, 17-5/8" diameter, 20' depth, includes mobilization and demobilization up to 50 miles | B44 | 160 | 0.4 | V.L.F. | 39.5 | 21.5 | 12.7 | 73.7 | 0 | 0 | 0 | 0 | 43.5 | 33 | 13.95 | 90.45 | 0 | 0 | 0 | 0 | STD | Year 2020 | National Average
0 | 316326161300 |  |  | Concrete caissons for marine construction, cased shafts, 110 to 140 tons capacity, 17-5/8" diameter, 40' depth, includes mobilization and demobilization up to 50 miles | B44 | 230 | 0.28 | V.L.F. | 37 | 15.1 | 8.85 | 60.95 | 0 | 0 | 0 | 0 | 40.5 | 23 | 9.7 | 73.2 | 0 | 0 | 0 | 0 | STD | Year 2020 | National Average
0 | 316326161400 |  |  | Concrete caissons for marine construction, cased shafts, 140 to 175 tons capacity, 19" diameter, 20' depth, includes mobilization and demobilization up to 50 miles | B44 | 130 | 0.49 | V.L.F. | 43 | 26.5 | 15.65 | 85.15 | 0 | 0 | 0 | 0 | 47 | 41 | 17.2 | 105.2 | 0 | 0 | 0 | 0 | STD | Year 2020 | National Average
0 | 316326161500 |  |  | Concrete caissons for marine construction, cased shafts, 140 to 175 tons capacity, 19" diameter, 40' depth, includes mobilization and demobilization up to 50 miles | B44 | 210 | 0.3 | V.L.F. | 39.5 | 16.5 | 9.7 | 65.7 | 0 | 0 | 0 | 0 | 43.5 | 25.5 | 10.65 | 79.65 | 0 | 0 | 0 | 0 | STD | Year 2020 | National Average
0 | 316326161700 |  |  | Concrete caissons for marine construction, LF cost tends to be lower, over 30' long, includes mobilization and demobilization up to 50 miles |  | 0 | 0 |  | 0 | 0 | 0 | 0 | 0 | 0 | 0 | 0 | 0 | 0 | 0 | 0 | 0 | 0 | 0 | 0 | STD | Year 2020 | National Average
0 | 316326161900 |  |  | Concrete caissons for marine construction, maximum depth is about 90' |  | 0 | 0 |  | 0 | 0 | 0 | 0 | 0 | 0 | 0 | 0 | 0 | 0 | 0 | 0 | 0 | 0 | 0 | 0 | STD | Year 2020 | National Average
0 | 316329000000 |  |  | Concrete piers and shafts, drilled |  | 0 | 0 |  | 0 | 0 | 0 | 0 | 0 | 0 | 0 | 0 | 0 | 0 | 0 | 0 | 0 | 0 | 0 | 0 | STD | Year 2020 | National Average
0 | 316329130010 |  |  | Uncased drilled concrete piers, 200 piles, 60' long |  | 0 | 0 |  | 0 | 0 | 0 | 0 | 0 | 0 | 0 | 0 | 0 | 0 | 0 | 0 | 0 | 0 | 0 | 0 | STD | Year 2020 | National Average
0 | 316329130020 |  |  | Uncased drilled concrete piers, 200 piles, 60' long, excludes pile caps or mobilization, unless specified otherwise |  | 0 | 0 |  | 0 | 0 | 0 | 0 | 0 | 0 | 0 | 0 | 0 | 0 | 0 | 0 | 0 | 0 | 0 | 0 | STD | Year 2020 | National Average
0 | 316329130050 |  |  | Uncased drilled concrete piers, cast in place augered piles, priced using 200 piles, 60' long, unless specified otherwise, excludes pile caps or mobilization, casing or reinforcing |  | 0 | 0 |  | 0 | 0 | 0 | 0 | 0 | 0 | 0 | 0 | 0 | 0 | 0 | 0 | 0 | 0 | 0 | 0 | STD | Year 2020 | National Average
0 | 316329130060 |  |  | Uncased drilled concrete piers, cast in place augered piles, 8" diameter, priced using 200 piles, 60' long, unless specified otherwise, excludes pile caps or mobilization, casing or reinforcing | B43 | 540 | 0.09 | V.L.F. | 4.23 | 4.15 | 1.43 | 9.81 | 0 | 0 | 0 | 0 | 4.65 | 6.2 | 1.57 | 12.42 | 0 | 0 | 0 | 0 | STD | Year 2020 | National Average
0 | 316329130065 |  |  | Uncased drilled concrete piers, cast in place augered piles, 10" diameter, priced using 200 piles, 60' long, unless specified otherwise, excludes pile caps or mobilization, casing or reinforcing | B43 | 480 | 0.1 | V.L.F. | 6.75 | 4.67 | 1.61 | 13.03 | 0 | 0 | 0 | 0 | 7.4 | 7 | 1.77 | 16.17 | 0 | 0 | 0 | 0 | STD | Year 2020 | National Average
0 | 316329130070 |  |  | Uncased drilled concrete piers, cast in place augered piles, 12" diameter, priced using 200 piles, 60' long, unless specified otherwise, excludes pile caps or mobilization, casing or reinforcing | B43 | 420 | 0.11 | V.L.F. | 9.5 | 5.35 | 1.84 | 16.69 | 0 | 0 | 0 | 0 | 10.4 | 8 | 2.02 | 20.42 | 0 | 0 | 0 | 0 | STD | Year 2020 | National Average
0 | 316329130075 |  |  | Uncased drilled concrete piers, cast in place augered piles, 14" diameter, priced using 200 piles, 60' long, unless specified otherwise, excludes pile caps or mobilization, casing or reinforcing | B43 | 360 | 0.13 | V.L.F. | 12.75 | 6.25 | 2.14 | 21.14 | 0 | 0 | 0 | 0 | 14.05 | 9.35 | 2.36 | 25.76 | 0 | 0 | 0 | 0 | STD | Year 2020 | National Average
0 | 316329130080 |  |  | Uncased drilled concrete piers, cast in place augered piles, 16" diameter, priced using 200 piles, 60' long, unless specified otherwise, excludes pile caps or mobilization, casing or reinforcing | B43 | 300 | 0.16 | V.L.F. | 17.2 | 7.45 | 2.57 | 27.22 | 0 | 0 | 0 | 0 | 18.95 | 11.2 | 2.83 | 32.98 | 0 | 0 | 0 | 0 | STD | Year 2020 | National Average
0 | 316329130085 |  |  | Uncased drilled concrete piers, cast in place augered piles, 18" diameter, priced using 200 piles, 60' long, unless specified otherwise, excludes pile caps or mobilization, casing or reinforcing | B43 | 240 | 0.2 | V.L.F. | 21.5 | 9.35 | 3.21 | 34.06 | 0 | 0 | 0 | 0 | 23.5 | 14 | 3.53 | 41.03 | 0 | 0 | 0 | 0 | STD | Year 2020 | National Average
0 | 316329130100 |  |  | Uncased drilled concrete piers, thin wall shell pile, straight sided, priced using 200 piles, 60' long, unless specified otherwise, excludes pile caps, mobilization, or reinforcing |  | 0 | 0 |  | 0 | 0 | 0 | 0 | 0 | 0 | 0 | 0 | 0 | 0 | 0 | 0 | 0 | 0 | 0 | 0 | STD | Year 2020 | National Average
0 | 316329130110 |  |  | Uncased drilled concrete piers, thin wall shell pile, straight sided, 16 ga., 8" diameter, 5.8 lb/LF, priced using 200 piles, 60' long, unless specified otherwise, excludes pile caps, mobilization, or reinforcing | B19 | 700 | 0.09 | V.L.F. | 9.5 | 5.05 | 2.87 | 17.42 | 0 | 0 | 0 | 0 | 10.45 | 7.75 | 3.16 | 21.36 | 0 | 0 | 0 | 0 | STD | Year 2020 | National Average
0 | 316329130200 |  |  | Uncased drilled concrete piers, thin wall shell pile, straight sided, 16 ga.10" diameter, 7.3 lb/LF, priced using 200 piles, 60' long, unless specified otherwise, excludes pile caps, mobilization, or reinforcing | B19 | 650 | 0.1 | V.L.F. | 12.45 | 5.45 | 3.09 | 20.99 | 0 | 0 | 0 | 0 | 13.7 | 8.35 | 3.4 | 25.45 | 0 | 0 | 0 | 0 | STD | Year 2020 | National Average
0 | 316329130300 |  |  | Uncased drilled concrete piers, thin wall shell pile, straight sided, 16 ga., 12" diameter, 8.7 lb/LF, priced using 200 piles, 60' long, unless specified otherwise, excludes pile caps, mobilization, or reinforcing | B19 | 600 | 0.11 | V.L.F. | 16.2 | 5.9 | 3.35 | 25.45 | 0 | 0 | 0 | 0 | 17.8 | 9 | 3.69 | 30.49 | 0 | 0 | 0 | 0 | STD | Year 2020 | National Average
0 | 316329130400 |  |  | Uncased drilled concrete piers, thin wall shell pile, straight sided, 16 ga., 14" diameter, 10.0 lb/LF, priced using 200 piles, 60' long, unless specified otherwise, excludes pile caps, mobilization, or reinforcing | B19 | 550 | 0.12 | V.L.F. | 19.05 | 6.45 | 3.65 | 29.15 | 0 | 0 | 0 | 0 | 21 | 9.85 | 4.02 | 34.87 | 0 | 0 | 0 | 0 | STD | Year 2020 | National Average
0 | 316329130500 |  |  | Uncased drilled concrete piers, thin wall shell pile, straight sided, 16 ga., 16" diameter, 11.6 lb/LF, priced using 200 piles, 60' long, unless specified otherwise, excludes pile caps, mobilization, or reinforcing | B19 | 500 | 0.13 | V.L.F. | 23.5 | 7.05 | 4.02 | 34.57 | 0 | 0 | 0 | 0 | 25.5 | 10.85 | 4.42 | 40.77 | 0 | 0 | 0 | 0 | STD | Year 2020 | National Average
0 | 316329130800 |  |  | Uncased drilled concrete piers, friction pile, fluted, priced using 200 piles, 50' long, unless specified otherwise, excludes pile caps or mobilization |  | 0 | 0 |  | 0 | 0 | 0 | 0 | 0 | 0 | 0 | 0 | 0 | 0 | 0 | 0 | 0 | 0 | 0 | 0 | STD | Year 2020 | National Average
0 | 316329130810 |  |  | Uncased drilled concrete piers, friction pile, fluted tapered steel, 4,000 psi concrete, priced using 200 piles, 50' long, unless specified otherwise, excludes pile caps, mobilization, or reinforcing |  | 0 | 0 |  | 0 | 0 | 0 | 0 | 0 | 0 | 0 | 0 | 0 | 0 | 0 | 0 | 0 | 0 | 0 | 0 | STD | Year 2020 | National Average
0 | 316329130900 |  |  | Uncased drilled concrete piers, friction pile, fluted tapered steel, 4,000 psi concrete, 7 ga., 50' long, 12" diameter, priced using 200 piles, 60' long, unless specified otherwise, excludes pile caps, mobilization, or reinforcing | B19 | 600 | 0.11 | V.L.F. | 29.5 | 5.9 | 3.35 | 38.75 | 0 | 0 | 0 | 0 | 32.5 | 9 | 3.69 | 45.19 | 0 | 0 | 0 | 0 | STD | Year 2020 | National Average
0 | 316329131000 |  |  | Uncased drilled concrete piers, friction pile, fluted tapered steel, 4,000 psi concrete, 7 ga., 50' long, 14" diameter, priced using 200 piles, 60' long, unless specified otherwise, excludes pile caps, mobilization, or reinforcing | B19 | 560 | 0.11 | V.L.F. | 32 | 6.3 | 3.59 | 41.89 | 0 | 0 | 0 | 0 | 35.5 | 9.65 | 3.95 | 49.1 | 0 | 0 | 0 | 0 | STD | Year 2020 | National Average
0 | 316329131100 |  |  | Uncased drilled concrete piers, friction pile, fluted tapered steel, 4,000 psi concrete, 7 ga., 50' long, 16" diameter, priced using 200 piles, 60' long, unless specified otherwise, excludes pile caps, mobilization, or reinforcing | B19 | 520 | 0.12 | V.L.F. | 38 | 6.8 | 3.86 | 48.66 | 0 | 0 | 0 | 0 | 41.5 | 10.4 | 4.25 | 56.15 | 0 | 0 | 0 | 0 | STD | Year 2020 | National Average
0 | 316329131200 |  |  | Uncased drilled concrete piers, friction pile, fluted tapered steel, 4,000 psi concrete, 7 ga., 50' long, 18" diameter, priced using 200 piles, 60' long, unless specified otherwise, excludes pile caps, mobilization, or reinforcing | B19 | 480 | 0.13 | V.L.F. | 44.5 | 7.35 | 4.19 | 56.04 | 0 | 0 | 0 | 0 | 48.5 | 11.3 | 4.61 | 64.41 | 0 | 0 | 0 | 0 | STD | Year 2020 | National Average
0 | 316329131300 |  |  | Uncased drilled concrete piers, end bearing, fluted constant diameter, steel, 4,000 psi concrete, 7 ga., priced using 200 piles, 50' long, unless specified otherwise, excludes pile caps, mobilization, or reinforcing |  | 0 | 0 |  | 0 | 0 | 0 | 0 | 0 | 0 | 0 | 0 | 0 | 0 | 0 | 0 | 0 | 0 | 0 | 0 | STD | Year 2020 | National Average
0 | 316329131320 |  |  | Uncased drilled concrete piers, end bearing, fluted constant diameter, steel, 4,000 psi concrete, 7 ga., priced using 200 piles, 50' long, unless specified otherwise, excludes pile caps, mobilization, or reinforcing |  | 0 | 0 |  | 0 | 0 | 0 | 0 | 0 | 0 | 0 | 0 | 0 | 0 | 0 | 0 | 0 | 0 | 0 | 0 | STD | Year 2020 | National Average
0 | 316329131340 |  |  | Uncased drilled concrete piers, end bearing, fluted constant diameter, steel, 4,000 psi concrete, 7 ga., 50' long, 12" diameter, priced using 200 piles, 60' long, unless specified otherwise, excludes pile caps, mobilization, or reinforcing | B19 | 600 | 0.11 | V.L.F. | 31 | 5.9 | 3.35 | 40.25 | 0 | 0 | 0 | 0 | 34 | 9 | 3.69 | 46.69 | 0 | 0 | 0 | 0 | STD | Year 2020 | National Average
0 | 316329131360 |  |  | Uncased drilled concrete piers, end bearing, fluted constant diameter, steel, 4,000 psi concrete, 7 ga., 50' long, 14" diameter, priced using 200 piles, 60' long, unless specified otherwise, excludes pile caps, mobilization, or reinforcing | B19 | 560 | 0.11 | V.L.F. | 39 | 6.3 | 3.59 | 48.89 | 0 | 0 | 0 | 0 | 42.5 | 9.65 | 3.95 | 56.1 | 0 | 0 | 0 | 0 | STD | Year 2020 | National Average
0 | 316329131380 |  |  | Uncased drilled concrete piers, end bearing, fluted constant diameter, steel, 4,000 psi concrete, 7 ga., 50' long, 16" diameter, priced using 200 piles, 60' long, unless specified otherwise, excludes pile caps, mobilization, or reinforcing | B19 | 520 | 0.12 | V.L.F. | 45 | 6.8 | 3.86 | 55.66 | 0 | 0 | 0 | 0 | 49.5 | 10.4 | 4.25 | 64.15 | 0 | 0 | 0 | 0 | STD | Year 2020 | National Average
0 | 316329131400 |  |  | Uncased drilled concrete piers, end bearing, fluted constant diameter, steel, 4,000 psi concrete, 7 ga., 50' long, 18" diameter, priced using 200 piles, 60' long, unless specified otherwise, excludes pile caps, mobilization, or reinforcing | B19 | 480 | 0.13 | V.L.F. | 49.5 | 7.35 | 4.19 | 61.04 | 0 | 0 | 0 | 0 | 54.5 | 11.3 | 4.61 | 70.41 | 0 | 0 | 0 | 0 | STD | Year 2020 | National Average
0 | 316329200010 |  |  | Cast in place piles, adds |  | 0 | 0 |  | 0 | 0 | 0 | 0 | 0 | 0 | 0 | 0 | 0 | 0 | 0 | 0 | 0 | 0 | 0 | 0 | STD | Year 2020 | National Average
0 | 316329201500 |  |  | Cast-in place adds for drilled concrete piers, for reinforcing steel, add |  | 0 | 0 | Lb. | 1.13 | 0 | 0 | 1.13 | 0 | 0 | 0 | 0 | 1.24 | 0 | 0 | 1.24 | 0 | 0 | 0 | 0 | STD | Year 2020 | National Average
0 | 316329201700 |  |  | Cast-in place adds for drilled concrete piers, for ball or pedestal end, add | B19 | 11 | 5.82 | C.Y. | 150 | 320 | 183 | 653 | 0 | 0 | 0 | 0 | 165 | 490 | 201 | 856 | 0 | 0 | 0 | 0 | STD | Year 2020 | National Average
0 | 316329201900 |  |  | Cast-in place adds for drilled concrete piers, for lengths above 60', concrete | B19 | 11 | 5.82 | C.Y. | 157 | 320 | 183 | 660 | 0 | 0 | 0 | 0 | 172 | 490 | 201 | 863 | 0 | 0 | 0 | 0 | STD | Year 2020 | National Average
0 | 316329202000 |  |  | Cast-in place adds for drilled concrete piers, for steel thin shell, pipe only |  | 0 | 0 | Lb. | 1.67 | 0 | 0 | 1.67 | 0 | 0 | 0 | 0 | 1.84 | 0 | 0 | 1.84 | 0 | 0 | 0 | 0 | STD | Year 2020 | National Average
0 | 311100000000 |  |  | Clearing and grubbing |  | 0 | 0 |  | 0 | 0 | 0 | 0 | 0 | 0 | 0 | 0 | 0 | 0 | 0 | 0 | 0 | 0 | 0 | 0 | STD | Year 2020 | National Average
0 | 311110000000 |  |  | Clearing and grubbing land |  | 0 | 0 |  | 0 | 0 | 0 | 0 | 0 | 0 | 0 | 0 | 0 | 0 | 0 | 0 | 0 | 0 | 0 | 0 | STD | Year 2020 | National Average
0 | 311110100010 |  |  | Clear & grub site |  | 0 | 0 |  | 0 | 0 | 0 | 0 | 0 | 0 | 0 | 0 | 0 | 0 | 0 | 0 | 0 | 0 | 0 | 0 | STD | Year 2020 | National Average
0 | 311110100020 |  |  | Clearing & grubbing, cut & chip light trees, to 6" diameter | B7 | 1 | 48 | Acre | 0 | 2150 | 1650 | 3800 | 0 | 0 | 0 | 0 | 0 | 3225 | 1800 | 5025 | 0 | 0 | 0 | 0 | STD | Year 2020 | National Average
0 | 311110100150 |  |  | Clearing & grubbing, grub stumps and remove | B30 | 2 | 12 | Acre | 0 | 620 | 915 | 1535 | 0 | 0 | 0 | 0 | 0 | 925 | 1000 | 1925 | 0 | 0 | 0 | 0 | STD | Year 2020 | National Average
0 | 311110100200 |  |  | Clearing & grubbing, medium trees, to 12" diameter, cut and chip | B7 | 0.7 | 68.57 | Acre | 0 | 3075 | 2350 | 5425 | 0 | 0 | 0 | 0 | 0 | 4625 | 2575 | 7200 | 0 | 0 | 0 | 0 | STD | Year 2020 | National Average
0 | 311110100250 |  |  | Clearing & grubbing, trees to 12" diameter, grub stumps and remove | B30 | 1 | 24 | Acre | 0 | 1225 | 1825 | 3050 | 0 | 0 | 0 | 0 | 0 | 1850 | 2025 | 3875 | 0 | 0 | 0 | 0 | STD | Year 2020 | National Average
0 | 311110100300 |  |  | Clearing & grubbing, heavy trees, to 24" diameter, cut and chip | B7 | 0.3 | 160 | Acre | 0 | 7175 | 5475 | 12650 | 0 | 0 | 0 | 0 | 0 | 10800 | 6025 | 16825 | 0 | 0 | 0 | 0 | STD | Year 2020 | National Average
0 | 311110100350 |  |  | Clearing & grubbing, heavy stumps, to 24" diameter, grub stumps and remove | B30 | 0.5 | 48 | Acre | 0 | 2475 | 3675 | 6150 | 0 | 0 | 0 | 0 | 0 | 3700 | 4025 | 7725 | 0 | 0 | 0 | 0 | STD | Year 2020 | National Average
0 | 311110103000 |  |  | Clearing & grubbing, grinding stumps, to 18" deep, 12" diameter | B86 | 20 | 0.4 | Ea. | 0 | 22.5 | 9.7 | 32.2 | 0 | 0 | 0 | 0 | 0 | 34 | 10.7 | 44.7 | 0 | 0 | 0 | 0 | STD | Year 2020 | National Average
0 | 311110103040 |  |  | Clearing & grubbing, grinding stumps, to 18" deep, 18" diameter | B86 | 16 | 0.5 | Ea. | 0 | 28.5 | 12.15 | 40.65 | 0 | 0 | 0 | 0 | 0 | 42.5 | 13.35 | 55.85 | 0 | 0 | 0 | 0 | STD | Year 2020 | National Average
0 | 311110103080 |  |  | Clearing & grubbing, grinding stumps, to 18" deep, 24" diameter | B86 | 14 | 0.57 | Ea. | 0 | 32.5 | 13.9 | 46.4 | 0 | 0 | 0 | 0 | 0 | 48.5 | 15.3 | 63.8 | 0 | 0 | 0 | 0 | STD | Year 2020 | National Average
0 | 311110103100 |  |  | Clearing & grubbing, grinding stumps, to 18" deep, 30" diameter | B86 | 12 | 0.67 | Ea. | 0 | 38 | 16.2 | 54.2 | 0 | 0 | 0 | 0 | 0 | 56.5 | 17.85 | 74.35 | 0 | 0 | 0 | 0 | STD | Year 2020 | National Average
0 | 311110103120 |  |  | Clearing & grubbing, grinding stumps, to 18" deep, 36" diameter | B86 | 10 | 0.8 | Ea. | 0 | 45.5 | 19.45 | 64.95 | 0 | 0 | 0 | 0 | 0 | 68 | 21.5 | 89.5 | 0 | 0 | 0 | 0 | STD | Year 2020 | National Average
0 | 311110103160 |  |  | Clearing & grubbing, grinding stumps, to 18" deep, 48" diameter | B86 | 8 | 1 | Ea. | 0 | 57 | 24.5 | 81.5 | 0 | 0 | 0 | 0 | 0 | 85 | 26.5 | 111.5 | 0 | 0 | 0 | 0 | STD | Year 2020 | National Average
0 | 311110105000 |  |  | Clearing & grubbing, conifer trees, tree thinning, feller buncher |  | 0 | 0 |  | 0 | 0 | 0 | 0 | 0 | 0 | 0 | 0 | 0 | 0 | 0 | 0 | 0 | 0 | 0 | 0 | STD | Year 2020 | National Average
0 | 311110105080 |  |  | Clearing & grubbing, conifer trees, to 8" diameter, tree thinning, feller buncher | B93 | 240 | 0.03 | Ea. | 0 | 1.89 | 2.45 | 4.34 | 0 | 0 | 0 | 0 | 0 | 2.83 | 2.7 | 5.53 | 0 | 0 | 0 | 0 | STD | Year 2020 | National Average
0 | 311110105120 |  |  | Clearing & grubbing, conifer trees, 12" diameter, tree thinning, feller buncher | B93 | 160 | 0.05 | Ea. | 0 | 2.84 | 3.68 | 6.52 | 0 | 0 | 0 | 0 | 0 | 4.24 | 4.05 | 8.29 | 0 | 0 | 0 | 0 | STD | Year 2020 | National Average
0 | 311110105240 |  |  | Clearing & grubbing, hardwood trees, to 4" diameter, tree thinning, feller buncher | B93 | 240 | 0.03 | Ea. | 0 | 1.89 | 2.45 | 4.34 | 0 | 0 | 0 | 0 | 0 | 2.83 | 2.7 | 5.53 | 0 | 0 | 0 | 0 | STD | Year 2020 | National Average
0 | 311110105280 |  |  | Clearing & grubbing, hardwood trees, 8" diameter, tree thinning, feller buncher | B93 | 180 | 0.04 | Ea. | 0 | 2.52 | 3.27 | 5.79 | 0 | 0 | 0 | 0 | 0 | 3.77 | 3.6 | 7.37 | 0 | 0 | 0 | 0 | STD | Year 2020 | National Average
0 | 311110105320 |  |  | Clearing & grubbing, hardwood trees, 12" diameter, tree thinning, feller buncher | B93 | 120 | 0.07 | Ea. | 0 | 3.78 | 4.91 | 8.69 | 0 | 0 | 0 | 0 | 0 | 5.65 | 5.4 | 11.05 | 0 | 0 | 0 | 0 | STD | Year 2020 | National Average
0 | 311110107000 |  |  | Clearing & grubbing, tree removal congested area, aerial lift truck |  | 0 | 0 |  | 0 | 0 | 0 | 0 | 0 | 0 | 0 | 0 | 0 | 0 | 0 | 0 | 0 | 0 | 0 | 0 | STD | Year 2020 | National Average
0 | 311110107040 |  |  | Clearing & grubbing, tree removal congested area, 8" diameter, aerial lift truck | B85 | 7 | 5.71 | Ea. | 0 | 265 | 115 | 380 | 0 | 0 | 0 | 0 | 0 | 400 | 126 | 526 | 0 | 0 | 0 | 0 | STD | Year 2020 | National Average
0 | 311110107080 |  |  | Clearing & grubbing, tree removal congested area, 12" diameter, aerial lift truck | B85 | 6 | 6.67 | Ea. | 0 | 310 | 134 | 444 | 0 | 0 | 0 | 0 | 0 | 465 | 147 | 612 | 0 | 0 | 0 | 0 | STD | Year 2020 | National Average
0 | 311110107120 |  |  | Clearing & grubbing, tree removal congested area, 18" diameter, aerial lift truck | B85 | 5 | 8 | Ea. | 0 | 370 | 161 | 531 | 0 | 0 | 0 | 0 | 0 | 555 | 177 | 732 | 0 | 0 | 0 | 0 | STD | Year 2020 | National Average
0 | 311110107160 |  |  | Clearing & grubbing, tree removal congested area, 24" diameter, aerial lift truck | B85 | 4 | 10 | Ea. | 0 | 465 | 201 | 666 | 0 | 0 | 0 | 0 | 0 | 695 | 221 | 916 | 0 | 0 | 0 | 0 | STD | Year 2020 | National Average
0 | 311110107240 |  |  | Clearing & grubbing, tree removal congested area, 36" diameter, aerial lift truck | B85 | 3 | 13.33 | Ea. | 0 | 620 | 268 | 888 | 0 | 0 | 0 | 0 | 0 | 930 | 294 | 1224 | 0 | 0 | 0 | 0 | STD | Year 2020 | National Average
0 | 311110107280 |  |  | Clearing & grubbing, tree removal congested area, 48" diameter, aerial lift truck | B85 | 2 | 20 | Ea. | 0 | 930 | 400 | 1330 | 0 | 0 | 0 | 0 | 0 | 1400 | 440 | 1840 | 0 | 0 | 0 | 0 | STD | Year 2020 | National Average
0 | 315200000000 |  |  | Cofferdams |  | 0 | 0 |  | 0 | 0 | 0 | 0 | 0 | 0 | 0 | 0 | 0 | 0 | 0 | 0 | 0 | 0 | 0 | 0 | STD | Year 2020 | National Average
0 | 315216000000 |  |  | Cofferdams, timber |  | 0 | 0 |  | 0 | 0 | 0 | 0 | 0 | 0 | 0 | 0 | 0 | 0 | 0 | 0 | 0 | 0 | 0 | 0 | STD | Year 2020 | National Average
0 | 315216100010 |  |  | Cofferdams |  | 0 | 0 |  | 0 | 0 | 0 | 0 | 0 | 0 | 0 | 0 | 0 | 0 | 0 | 0 | 0 | 0 | 0 | 0 | STD | Year 2020 | National Average
0 | 315216100011 |  |  | Cofferdams, includes mobilization, temporary sheeting |  | 0 | 0 |  | 0 | 0 | 0 | 0 | 0 | 0 | 0 | 0 | 0 | 0 | 0 | 0 | 0 | 0 | 0 | 0 | STD | Year 2020 | National Average
0 | 315216100080 |  |  | Cofferdams, soldier beams & lagging, H-piles with wood sheeting, 3" wood sheeting |  | 0 | 0 |  | 0 | 0 | 0 | 0 | 0 | 0 | 0 | 0 | 0 | 0 | 0 | 0 | 0 | 0 | 0 | 0 | STD | Year 2020 | National Average
0 | 315216100090 |  |  | Cofferdams, soldier beams & lagging, H-piles with wood sheeting horizontal between piles, 3" wood sheeting, includes removal of wales & braces |  | 0 | 0 |  | 0 | 0 | 0 | 0 | 0 | 0 | 0 | 0 | 0 | 0 | 0 | 0 | 0 | 0 | 0 | 0 | STD | Year 2020 | National Average
0 | 315216100200 |  |  | Cofferdams, soldier beams & lagging, H-piles with wood sheeting horizontal between piles, no hydrostatic head, 1 line of braces, 3" wood sheeting, 15' deep, includes removal of wales & braces, maximum | B50 | 495 | 0.23 | S.F. | 9.55 | 11.85 | 5.2 | 26.6 | 0 | 0 | 0 | 0 | 10.5 | 18.15 | 5.7 | 34.35 | 0 | 0 | 0 | 0 | STD | Year 2020 | National Average
0 | 315216100100 |  |  | Cofferdams, soldier beams & lagging, H-piles with wood sheeting horizontal between piles, no hydrostatic head, 1 line of braces, 3" wood sheeting, 15' deep, includes removal of wales & braces, minimum | B50 | 545 | 0.21 | S.F. | 8.6 | 10.75 | 4.72 | 24.07 | 0 | 0 | 0 | 0 | 9.45 | 16.45 | 5.2 | 31.1 | 0 | 0 | 0 | 0 | STD | Year 2020 | National Average
0 | 315216100400 |  |  | Cofferdams, soldier beams & lagging, H-piles with wood sheeting horizontal between piles, no hydrostatic head, 2 lines of braces, 3" wood sheeting, 15' to 22' deep, 10" high, includes removal of wales & braces, minimum | B50 | 360 | 0.31 | S.F. | 10.15 | 16.3 | 7.15 | 33.6 | 0 | 0 | 0 | 0 | 11.15 | 25 | 7.85 | 44 | 0 | 0 | 0 | 0 | STD | Year 2020 | National Average
0 | 315216100500 |  |  | Cofferdams, soldier beams & lagging, H-piles with wood sheeting horizontal between piles, no hydrostatic head, 2 lines of braces, 3" wood sheeting, 15' to 22' deep, 10" high, includes removal of wales & braces, maximum | B50 | 330 | 0.34 | S.F. | 11.5 | 17.75 | 7.8 | 37.05 | 0 | 0 | 0 | 0 | 12.6 | 27 | 8.55 | 48.15 | 0 | 0 | 0 | 0 | STD | Year 2020 | National Average
0 | 315216100700 |  |  | Cofferdams, soldier beams & lagging, H-piles with wood sheeting horizontal between piles, no hydrostatic head, 3 lines of braces, 3" wood sheeting, 23' to 35' deep,12" high, includes removal of wales & braces, minimum | B50 | 325 | 0.34 | S.F. | 13.25 | 18.05 | 7.9 | 39.2 | 0 | 0 | 0 | 0 | 14.55 | 27.5 | 8.7 | 50.75 | 0 | 0 | 0 | 0 | STD | Year 2020 | National Average
0 | 315216100800 |  |  | Cofferdams, soldier beams & lagging, H-piles with wood sheeting horizontal between piles, no hydrostatic head, 3 lines of braces, 3" wood sheeting, 23' to 35' deep,12" high, includes removal of wales & braces, maximum | B50 | 295 | 0.38 | S.F. | 14.35 | 19.9 | 8.7 | 42.95 | 0 | 0 | 0 | 0 | 15.8 | 30.5 | 9.6 | 55.9 | 0 | 0 | 0 | 0 | STD | Year 2020 | National Average
0 | 315216101000 |  |  | Cofferdams, soldier beams & lagging, H-piles with wood sheeting horizontal between piles, no hydrostatic head, 4 lines of braces, 3" wood sheeting, 36' to 45' deep, 14" high, includes removal of wales & braces, minimum | B50 | 290 | 0.39 | S.F. | 14.85 | 20 | 8.85 | 43.7 | 0 | 0 | 0 | 0 | 16.35 | 31 | 9.75 | 57.1 | 0 | 0 | 0 | 0 | STD | Year 2020 | National Average
0 | 315216101100 |  |  | Cofferdams, soldier beams & lagging, H-piles with wood sheeting horizontal between piles, no hydrostatic head, 4 lines of braces, 3" wood sheeting36' to 45' deep, 14" high, includes removal of wales & braces, maximum | B50 | 265 | 0.42 | S.F. | 15.65 | 22 | 9.7 | 47.35 | 0 | 0 | 0 | 0 | 17.2 | 34 | 10.7 | 61.9 | 0 | 0 | 0 | 0 | STD | Year 2020 | National Average
0 | 315216101300 |  |  | Cofferdams, soldier beams & lagging, H-piles with wood sheeting horizontal between piles, no hydrostatic head, 1 line of braces, 3" wood sheeting, 15' deep, minimum | B50 | 635 | 0.18 | S.F. | 11.5 | 9.25 | 4.05 | 24.8 | 0 | 0 | 0 | 0 | 12.6 | 14.15 | 4.46 | 31.21 | 0 | 0 | 0 | 0 | STD | Year 2020 | National Average
0 | 315216101400 |  |  | Cofferdams, soldier beams & lagging, H-piles with wood sheeting horizontal between piles, no hydrostatic head, 1 line of braces, 3" wood sheeting, 15' deep, maximum | B50 | 575 | 0.2 | S.F. | 12.3 | 10.2 | 4.47 | 26.97 | 0 | 0 | 0 | 0 | 13.55 | 15.6 | 4.92 | 34.07 | 0 | 0 | 0 | 0 | STD | Year 2020 | National Average
0 | 315216101600 |  |  | Cofferdams, soldier beams & lagging, H-piles with wood sheeting horizontal between piles, no hydrostatic head, 2 lines of braces, 3" wood sheeting, 15' to 22' deep, 10" high, minimum | B50 | 455 | 0.25 | S.F. | 17.2 | 12.9 | 5.65 | 35.75 | 0 | 0 | 0 | 0 | 18.95 | 19.75 | 6.2 | 44.9 | 0 | 0 | 0 | 0 | STD | Year 2020 | National Average
0 | 315216101700 |  |  | Cofferdams, soldier beams & lagging, H-piles with wood sheeting horizontal between piles, no hydrostatic head, 2 lines of braces, 3" wood sheeting, 15' to 22' deep, 10" high, maximum | B50 | 415 | 0.27 | S.F. | 19.15 | 14.15 | 6.2 | 39.5 | 0 | 0 | 0 | 0 | 21 | 21.5 | 6.8 | 49.3 | 0 | 0 | 0 | 0 | STD | Year 2020 | National Average
0 | 315216101900 |  |  | Cofferdams, soldier beams & lagging, H-piles with wood sheeting horizontal between piles, no hydrostatic head, 3 lines of braces, 3" wood sheeting, 23' to 35' deep,12" high, minimum | B50 | 420 | 0.27 | S.F. | 20.5 | 13.95 | 6.1 | 40.55 | 0 | 0 | 0 | 0 | 22.5 | 21.5 | 6.75 | 50.75 | 0 | 0 | 0 | 0 | STD | Year 2020 | National Average
0 | 315216102000 |  |  | Cofferdams, soldier beams & lagging, H-piles with wood sheeting horizontal between piles, no hydrostatic head, 3 lines of braces, 3" wood sheeting, 23' to 35' deep,12" high, maximum | B50 | 380 | 0.29 | S.F. | 22.5 | 15.45 | 6.75 | 44.7 | 0 | 0 | 0 | 0 | 25 | 23.5 | 7.45 | 55.95 | 0 | 0 | 0 | 0 | STD | Year 2020 | National Average
0 | 315216102200 |  |  | Cofferdams, soldier beams & lagging, H-piles with wood sheeting horizontal between piles, no hydrostatic head, 4 lines of braces, 3" wood sheeting, 36' to 45' deep, 14" high, minimum | B50 | 385 | 0.29 | S.F. | 24.5 | 15.25 | 6.7 | 46.45 | 0 | 0 | 0 | 0 | 27 | 23.5 | 7.35 | 57.85 | 0 | 0 | 0 | 0 | STD | Year 2020 | National Average
0 | 315216102300 |  |  | Cofferdams, soldier beams & lagging, H-piles with wood sheeting horizontal between piles, no hydrostatic head, 4 lines of braces, 3" wood sheeting, 36' to 45' deep, 14" high, maximum | B50 | 350 | 0.32 | S.F. | 28.5 | 16.75 | 7.35 | 52.6 | 0 | 0 | 0 | 0 | 31.5 | 25.5 | 8.1 | 65.1 | 0 | 0 | 0 | 0 | STD | Year 2020 | National Average
0 | 315216102350 |  |  | Cofferdams, soldier beams & lagging, lagging only, 3" thick wood between piles 8' OC, minimum | B46 | 400 | 0.12 | S.F. | 1.91 | 5.8 | 0.1 | 7.81 | 0 | 0 | 0 | 0 | 2.1 | 8.9 | 0.11 | 11.11 | 0 | 0 | 0 | 0 | STD | Year 2020 | National Average
0 | 315216102370 |  |  | Cofferdams, soldier beams & lagging, lagging only, 3" thick wood between piles 8' OC, maximum | B46 | 250 | 0.19 | S.F. | 2.87 | 9.3 | 0.17 | 12.34 | 0 | 0 | 0 | 0 | 3.16 | 14.25 | 0.18 | 17.59 | 0 | 0 | 0 | 0 | STD | Year 2020 | National Average
0 | 315216102400 |  |  | Cofferdams, open sheeting no bracing, for trenches, to 10' deep, minimum | B46 | 1736 | 0.03 | S.F. | 0.86 | 1.34 | 0.02 | 2.22 | 0 | 0 | 0 | 0 | 0.95 | 2.05 | 0.03 | 3.03 | 0 | 0 | 0 | 0 | STD | Year 2020 | National Average
0 | 315216102450 |  |  | Cofferdams, open sheeting no bracing, for trenches, to 10' deep, maximum | B46 | 1510 | 0.03 | S.F. | 0.96 | 1.54 | 0.03 | 2.53 | 0 | 0 | 0 | 0 | 1.05 | 2.36 | 0.03 | 3.44 | 0 | 0 | 0 | 0 | STD | Year 2020 | National Average
0 | 315216102700 |  |  | Cofferdams, tie-back method, tie-backs only, based on tie-backs total length, minimum | B46 | 86.8 | 0.55 | L.F. | 17.25 | 27 | 0.48 | 44.73 | 0 | 0 | 0 | 0 | 19 | 41 | 0.53 | 60.53 | 0 | 0 | 0 | 0 | STD | Year 2020 | National Average
0 | 315216102750 |  |  | Cofferdams, tie-back method, tie-backs only, based on tie-backs total length, maximum | B46 | 38.5 | 1.25 | L.F. | 30.5 | 60.5 | 1.07 | 92.07 | 0 | 0 | 0 | 0 | 33.5 | 92.5 | 1.18 | 127.18 | 0 | 0 | 0 | 0 | STD | Year 2020 | National Average
0 | 315216103500 |  |  | Cofferdams, tie-back method, tie-backs only, typical, 25' long, average | B46 | 2 | 24 | Ea. | 760 | 1175 | 20.5 | 1955.5 | 0 | 0 | 0 | 0 | 835 | 1775 | 23 | 2633 | 0 | 0 | 0 | 0 | STD | Year 2020 | National Average
0 | 315216103600 |  |  | Cofferdams, tie-back method, tie-backs only, typical, 35' long, average | B46 | 1.58 | 30.38 | Ea. | 1025 | 1475 | 26 | 2526 | 0 | 0 | 0 | 0 | 1125 | 2250 | 29 | 3404 | 0 | 0 | 0 | 0 | STD | Year 2020 | National Average
0 | 315216106000 |  |  | See also Section 31 41 16.10 |  | 0 | 0 |  | 0 | 0 | 0 | 0 | 0 | 0 | 0 | 0 | 0 | 0 | 0 | 0 | 0 | 0 | 0 | 0 | STD | Year 2020 | National Average
0 | 310500000000 |  |  | Earthwork, common work results |  | 0 | 0 |  | 0 | 0 | 0 | 0 | 0 | 0 | 0 | 0 | 0 | 0 | 0 | 0 | 0 | 0 | 0 | 0 | STD | Year 2020 | National Average
0 | 310513000000 |  |  | Soils for earthwork |  | 0 | 0 |  | 0 | 0 | 0 | 0 | 0 | 0 | 0 | 0 | 0 | 0 | 0 | 0 | 0 | 0 | 0 | 0 | STD | Year 2020 | National Average
0 | 310513100010 |  |  | Soils for earthwork, borrow |  | 0 | 0 |  | 0 | 0 | 0 | 0 | 0 | 0 | 0 | 0 | 0 | 0 | 0 | 0 | 0 | 0 | 0 | 0 | STD | Year 2020 | National Average
0 | 310513100020 |  |  | Soils for earthwork, borrow, spread with 200 HP dozer, includes load at pit and haul, 2 miles round trip, excludes compaction |  | 0 | 0 |  | 0 | 0 | 0 | 0 | 0 | 0 | 0 | 0 | 0 | 0 | 0 | 0 | 0 | 0 | 0 | 0 | STD | Year 2020 | National Average
0 | 310513100200 |  |  | Soils for earthwork, common borrow, spread with 200 HP dozer, includes load at pit and haul, 2 miles round trip, excludes compaction | B15 | 600 | 0.05 | C.Y. | 12.6 | 2.34 | 4.42 | 19.36 | 0 | 0 | 0 | 0 | 13.85 | 3.51 | 4.86 | 22.22 | 0 | 0 | 0 | 0 | STD | Year 2020 | National Average
0 | 310513100700 |  |  | Soils for earthwork, screened loam borrow, spread with 200 HP dozer, includes load at pit and haul, 2 miles round trip, excludes compaction | B15 | 600 | 0.05 | C.Y. | 29 | 2.34 | 4.42 | 35.76 | 0 | 0 | 0 | 0 | 32 | 3.51 | 4.86 | 40.37 | 0 | 0 | 0 | 0 | STD | Year 2020 | National Average
0 | 310513100800 |  |  | Soils for earthwork, topsoil borrow, weed free, spread with 200 HP dozer, includes load at pit and haul, 2 miles round trip, excludes compaction | B15 | 600 | 0.05 | C.Y. | 26.5 | 2.34 | 4.42 | 33.26 | 0 | 0 | 0 | 0 | 29 | 3.51 | 4.86 | 37.37 | 0 | 0 | 0 | 0 | STD | Year 2020 | National Average
0 | 310513100900 |  |  | Soils for earthwork, borrow, spread with 200 HP dozer, includes load at pit and haul, round trip, excludes compaction, for 5 mile haul, add | B34B | 200 | 0.04 | C.Y. | 0 | 1.96 | 2.86 | 4.82 | 0 | 0 | 0 | 0 | 0 | 2.93 | 3.15 | 6.08 | 0 | 0 | 0 | 0 | STD | Year 2020 | National Average
0 | 310516000000 |  |  | Aggregates for Earthwork |  | 0 | 0 |  | 0 | 0 | 0 | 0 | 0 | 0 | 0 | 0 | 0 | 0 | 0 | 0 | 0 | 0 | 0 | 0 | STD | Year 2020 | National Average
0 | 310516100010 |  |  | Aggregate for earthwork, borrow |  | 0 | 0 |  | 0 | 0 | 0 | 0 | 0 | 0 | 0 | 0 | 0 | 0 | 0 | 0 | 0 | 0 | 0 | 0 | STD | Year 2020 | National Average
0 | 310516100020 |  |  | Aggregate for earthwork, borrow, spread with 200 HP dozer, includes load at pit and haul, 2 miles round trip, excludes compaction |  | 0 | 0 |  | 0 | 0 | 0 | 0 | 0 | 0 | 0 | 0 | 0 | 0 | 0 | 0 | 0 | 0 | 0 | 0 | STD | Year 2020 | National Average
0 | 310516100100 |  |  | Aggregate for earthwork, bank run gravel, spread with 200 HP dozer, includes load at pit and haul, 2 miles round trip, excludes compaction | B15 | 600 | 0.05 | L.C.Y. | 18.6 | 2.34 | 4.42 | 25.36 | 0 | 0 | 0 | 0 | 20.5 | 3.51 | 4.86 | 28.87 | 0 | 0 | 0 | 0 | STD | Year 2020 | National Average
0 | 310516100300 |  |  | Aggregate for earthwork, crushed stone, 1.40 tons per C.Y., 1-1/2", spread with 200 HP dozer, includes load at pit and haul, 2 miles round trip, excludes compaction | B15 | 600 | 0.05 | L.C.Y. | 27.5 | 2.34 | 4.42 | 34.26 | 0 | 0 | 0 | 0 | 30.5 | 3.51 | 4.86 | 38.87 | 0 | 0 | 0 | 0 | STD | Year 2020 | National Average
0 | 310516100320 |  |  | Aggregate for earthwork, crushed stone, 1.40 tons per C.Y., 3/4", spread with 200 HP dozer, includes load at pit and haul, 2 miles round trip, excludes compaction | B15 | 600 | 0.05 | L.C.Y. | 27.5 | 2.34 | 4.42 | 34.26 | 0 | 0 | 0 | 0 | 30.5 | 3.51 | 4.86 | 38.87 | 0 | 0 | 0 | 0 | STD | Year 2020 | National Average
0 | 310516100340 |  |  | Aggregate for earthwork, crushed stone, 1.40 tons per C.Y., 1/2", spread with 200 HP dozer, includes load at pit and haul, 2 miles round trip, excludes compaction | B15 | 600 | 0.05 | L.C.Y. | 27 | 2.34 | 4.42 | 33.76 | 0 | 0 | 0 | 0 | 29.5 | 3.51 | 4.86 | 37.87 | 0 | 0 | 0 | 0 | STD | Year 2020 | National Average
0 | 310516100360 |  |  | Aggregate for earthwork, crushed stone, 1.40 tons per C.Y., 3/8", spread with 200 HP dozer, includes load at pit and haul, 2 miles round trip, excludes compaction | B15 | 600 | 0.05 | L.C.Y. | 32 | 2.34 | 4.42 | 38.76 | 0 | 0 | 0 | 0 | 35.5 | 3.51 | 4.86 | 43.87 | 0 | 0 | 0 | 0 | STD | Year 2020 | National Average
0 | 310516100400 |  |  | Aggregate for earthwork, sand, washed, for concrete, spread with 200 HP dozer, includes load at pit and haul, 2 miles round trip, excludes compaction | B15 | 600 | 0.05 | L.C.Y. | 35.5 | 2.34 | 4.42 | 42.26 | 0 | 0 | 0 | 0 | 39 | 3.51 | 4.86 | 47.37 | 0 | 0 | 0 | 0 | STD | Year 2020 | National Average
0 | 310516100500 |  |  | Aggregate for earthwork, dead or bank sand, spread with 200 HP dozer, includes load at pit and haul, 2 miles round trip, excludes compaction | B15 | 600 | 0.05 | L.C.Y. | 18.25 | 2.34 | 4.42 | 25.01 | 0 | 0 | 0 | 0 | 20 | 3.51 | 4.86 | 28.37 | 0 | 0 | 0 | 0 | STD | Year 2020 | National Average
0 | 310516100600 |  |  | Aggregate for earthwork, select structural fill, spread with 200 HP dozer, includes load at pit and haul, 2 miles round trip, excludes compaction | B15 | 600 | 0.05 | L.C.Y. | 24.5 | 2.34 | 4.42 | 31.26 | 0 | 0 | 0 | 0 | 27 | 3.51 | 4.86 | 35.37 | 0 | 0 | 0 | 0 | STD | Year 2020 | National Average
0 | 310516100900 |  |  | Aggregate for earthwork, aggregate or sand, spread with 200 HP dozer, includes load at pit and haul, round trip, for 5 mile haul add | B34B | 200 | 0.04 | L.C.Y. | 0 | 1.96 | 2.86 | 4.82 | 0 | 0 | 0 | 0 | 0 | 2.93 | 3.15 | 6.08 | 0 | 0 | 0 | 0 | STD | Year 2020 | National Average
0 | 310523000000 |  |  | Cement and Concrete for Earthwork |  | 0 | 0 |  | 0 | 0 | 0 | 0 | 0 | 0 | 0 | 0 | 0 | 0 | 0 | 0 | 0 | 0 | 0 | 0 | STD | Year 2020 | National Average
0 | 310523300010 |  |  | Plant mixed bituminous concrete, 145 lb. per C.F., amount 300 tons or under add trucking costs |  | 0 | 0 |  | 0 | 0 | 0 | 0 | 0 | 0 | 0 | 0 | 0 | 0 | 0 | 0 | 0 | 0 | 0 | 0 | STD | Year 2020 | National Average
0 | 310523300020 |  |  | Plant mixed bituminous concrete, 145 lb. per C.F. |  | 0 | 0 | Ton | 68 | 0 | 0 | 68 | 0 | 0 | 0 | 0 | 74.5 | 0 | 0 | 74.5 | 0 | 0 | 0 | 0 | STD | Year 2020 | National Average
0 | 310523300040 |  |  | Plant mixed bituminous concrete, amount 300 tons or under add trucking costs |  | 0 | 0 |  | 0 | 0 | 0 | 0 | 0 | 0 | 0 | 0 | 0 | 0 | 0 | 0 | 0 | 0 | 0 | 0 | STD | Year 2020 | National Average
0 | 310523300200 |  |  | Plant mixed bituminous concrete, plant mix, all weather patching mix, hot, 145 lb. per C.F. |  | 0 | 0 | Ton | 66 | 0 | 0 | 66 | 0 | 0 | 0 | 0 | 73 | 0 | 0 | 73 | 0 | 0 | 0 | 0 | STD | Year 2020 | National Average
0 | 310523300250 |  |  | Plant mixed bituminous concrete, plant mix, all weather patching mix, cold patch, 145 lb. per C.F. |  | 0 | 0 | Ton | 69.5 | 0 | 0 | 69.5 | 0 | 0 | 0 | 0 | 76.5 | 0 | 0 | 76.5 | 0 | 0 | 0 | 0 | STD | Year 2020 | National Average
0 | 310523300300 |  |  | Plant mixed bituminous concrete, plant mix, berm mix, 145 lb. per C.F. |  | 0 | 0 | Ton | 68 | 0 | 0 | 68 | 0 | 0 | 0 | 0 | 75 | 0 | 0 | 75 | 0 | 0 | 0 | 0 | STD | Year 2020 | National Average
0 | 314300000000 |  |  | Concrete raising |  | 0 | 0 |  | 0 | 0 | 0 | 0 | 0 | 0 | 0 | 0 | 0 | 0 | 0 | 0 | 0 | 0 | 0 | 0 | STD | Year 2020 | National Average
0 | 314313000000 |  |  | Pressure grouting |  | 0 | 0 |  | 0 | 0 | 0 | 0 | 0 | 0 | 0 | 0 | 0 | 0 | 0 | 0 | 0 | 0 | 0 | 0 | STD | Year 2020 | National Average
0 | 314313130010 |  |  | Concrete pressure grouting |  | 0 | 0 |  | 0 | 0 | 0 | 0 | 0 | 0 | 0 | 0 | 0 | 0 | 0 | 0 | 0 | 0 | 0 | 0 | STD | Year 2020 | National Average
0 | 314313130020 |  |  | Concrete pressure grouting, cement and sand, 1:1 mix, per bag, minimum | B61 | 124 | 0.32 | Bag | 19.3 | 14.4 | 2.49 | 36.19 | 0 | 0 | 0 | 0 | 21.5 | 21.5 | 2.74 | 45.74 | 0 | 0 | 0 | 0 | STD | Year 2020 | National Average
0 | 314313130100 |  |  | Concrete pressure grouting, cement and sand, 1:1 mix, per bag, maximum | B61 | 51 | 0.78 | Bag | 19.3 | 35 | 6.05 | 60.35 | 0 | 0 | 0 | 0 | 21.5 | 52.5 | 6.65 | 80.65 | 0 | 0 | 0 | 0 | STD | Year 2020 | National Average
0 | 314313130200 |  |  | Concrete pressure grouting, cement and sand, 1:1 mix, per C.F., minimum | B61 | 250 | 0.16 | C.F. | 38.5 | 7.15 | 1.23 | 46.88 | 0 | 0 | 0 | 0 | 42.5 | 10.75 | 1.36 | 54.61 | 0 | 0 | 0 | 0 | STD | Year 2020 | National Average
0 | 314313130300 |  |  | Concrete pressure grouting, cement and sand, 1:1 mix, per C.F., maximum | B61 | 100 | 0.4 | C.F. | 58 | 17.85 | 3.08 | 78.93 | 0 | 0 | 0 | 0 | 64 | 27 | 3.39 | 94.39 | 0 | 0 | 0 | 0 | STD | Year 2020 | National Average
0 | 314313130400 |  |  | Concrete pressure grouting, epoxy cement grout, minimum | B61 | 137 | 0.29 | C.F. | 785 | 13.05 | 2.25 | 800.3 | 0 | 0 | 0 | 0 | 865 | 19.55 | 2.48 | 887.03 | 0 | 0 | 0 | 0 | STD | Year 2020 | National Average
0 | 314313130500 |  |  | Concrete pressure grouting, epoxy cement grout, maximum | B61 | 57 | 0.7 | C.F. | 785 | 31.5 | 5.4 | 821.9 | 0 | 0 | 0 | 0 | 865 | 47 | 5.95 | 917.95 | 0 | 0 | 0 | 0 | STD | Year 2020 | National Average
0 | 314313130700 |  |  | Concrete pressure grouting, alternate pricing method: from top of dam, 5 person crew and equipment, (add for materials) |  | 0 | 0 |  | 0 | 0 | 0 | 0 | 0 | 0 | 0 | 0 | 0 | 0 | 0 | 0 | 0 | 0 | 0 | 0 | STD | Year 2020 | National Average
0 | 314313130710 |  |  | Concrete pressure grouting, alternate pricing method: from top of dam, 5 person crew and equipment, (add for materials) | B61 | 1 | 40 | Day | 0 | 1775 | 310 | 2085 | 0 | 0 | 0 | 0 | 0 | 2675 | 340 | 3015 | 0 | 0 | 0 | 0 | STD | Year 2020 | National Average
0 | 314319100050 |  |  | For Concrete Core Drilling, , see Section 03 82 13.10 |  | 0 | 0 |  | 0 | 0 | 0 | 0 | 0 | 0 | 0 | 0 | 0 | 0 | 0 | 0 | 0 | 0 | 0 | 0 | STD | Year 2020 | National Average
0 | 316200000000 |  |  | Driven piles |  | 0 | 0 |  | 0 | 0 | 0 | 0 | 0 | 0 | 0 | 0 | 0 | 0 | 0 | 0 | 0 | 0 | 0 | 0 | STD | Year 2020 | National Average
0 | 316213000000 |  |  | Concrete piles |  | 0 | 0 |  | 0 | 0 | 0 | 0 | 0 | 0 | 0 | 0 | 0 | 0 | 0 | 0 | 0 | 0 | 0 | 0 | STD | Year 2020 | National Average
0 | 316213230010 |  |  | Prestressed concrete piles, 200 piles |  | 0 | 0 |  | 0 | 0 | 0 | 0 | 0 | 0 | 0 | 0 | 0 | 0 | 0 | 0 | 0 | 0 | 0 | 0 | STD | Year 2020 | National Average
0 | 316213230020 |  |  | Prestressed concrete piles, 200 piles, excludes pile caps or mobilization, unless specified otherwise |  | 0 | 0 |  | 0 | 0 | 0 | 0 | 0 | 0 | 0 | 0 | 0 | 0 | 0 | 0 | 0 | 0 | 0 | 0 | STD | Year 2020 | National Average
0 | 316213232200 |  |  | Prestressed concrete piles, 12" diameter, 2-3/8" wall, priced using 200 piles, 50' long, cylinder, unless specified otherwise, excludes pile caps or mobilization | B19 | 720 | 0.09 | V.L.F. | 29.5 | 4.91 | 2.79 | 37.2 | 0 | 0 | 0 | 0 | 32 | 7.5 | 3.07 | 42.57 | 0 | 0 | 0 | 0 | STD | Year 2020 | National Average
0 | 316213232300 |  |  | Prestressed concrete piles, 14" diameter, 2-1/2" wall, priced using 200 piles, 50' long, unless specified otherwise, excludes pile caps or mobilization | B19 | 680 | 0.09 | V.L.F. | 38 | 5.2 | 2.96 | 46.16 | 0 | 0 | 0 | 0 | 42 | 7.95 | 3.25 | 53.2 | 0 | 0 | 0 | 0 | STD | Year 2020 | National Average
0 | 316213232500 |  |  | Prestressed concrete piles, 16" diameter, 3" wall, priced using 200 piles, 50' long, unless specified otherwise, excludes pile caps or mobilization | B19 | 640 | 0.1 | V.L.F. | 50.5 | 5.5 | 3.14 | 59.14 | 0 | 0 | 0 | 0 | 55.5 | 8.45 | 3.46 | 67.41 | 0 | 0 | 0 | 0 | STD | Year 2020 | National Average
0 | 316213232600 |  |  | Prestressed concrete piles, 18" diameter, 3-1/2" wall, priced using 200 piles, 50' long, unless specified otherwise, excludes pile caps or mobilization | B19A | 600 | 0.11 | V.L.F. | 63.5 | 5.9 | 4.91 | 74.31 | 0 | 0 | 0 | 0 | 70 | 9 | 5.4 | 84.4 | 0 | 0 | 0 | 0 | STD | Year 2020 | National Average
0 | 316213232800 |  |  | Prestressed concrete piles, 20" diameter, 4" wall, priced using 200 piles, 50' long, unless specified otherwise, excludes pile caps or mobilization | B19A | 560 | 0.11 | V.L.F. | 55.5 | 6.3 | 5.25 | 67.05 | 0 | 0 | 0 | 0 | 61 | 9.65 | 5.8 | 76.45 | 0 | 0 | 0 | 0 | STD | Year 2020 | National Average
0 | 316213232900 |  |  | Prestressed concrete piles, 24" diameter, 5" wall, priced using 200 piles, 50' long, unless specified otherwise, excludes pile caps or mobilization | B19A | 520 | 0.12 | V.L.F. | 75.5 | 6.8 | 5.65 | 87.95 | 0 | 0 | 0 | 0 | 83 | 10.4 | 6.25 | 99.65 | 0 | 0 | 0 | 0 | STD | Year 2020 | National Average
0 | 316213233200 |  |  | Prestressed concrete piles, square, 40' long, 12" square, priced using 200 piles, excludes pile caps or mobilization | B19 | 680 | 0.09 | V.L.F. | 26 | 5.2 | 2.96 | 34.16 | 0 | 0 | 0 | 0 | 28.5 | 7.95 | 3.25 | 39.7 | 0 | 0 | 0 | 0 | STD | Year 2020 | National Average
0 | 316213233100 |  |  | Prestressed concrete piles, square, 40' long, 10" square, priced using 200 piles, excludes pile caps or mobilization | B19 | 700 | 0.09 | V.L.F. | 14.1 | 5.05 | 2.87 | 22.02 | 0 | 0 | 0 | 0 | 15.55 | 7.75 | 3.16 | 26.46 | 0 | 0 | 0 | 0 | STD | Year 2020 | National Average
0 | 316213233400 |  |  | Prestressed concrete piles, square, 40' long, 14" square, priced using 200 piles, excludes pile caps or mobilization | B19 | 600 | 0.11 | V.L.F. | 29 | 5.9 | 3.35 | 38.25 | 0 | 0 | 0 | 0 | 32 | 9 | 3.69 | 44.69 | 0 | 0 | 0 | 0 | STD | Year 2020 | National Average
0 | 316213233500 |  |  | Prestressed concrete piles, octagonal, 40' long, 14" thick, priced using 200 piles, excludes pile caps or mobilization | B19 | 640 | 0.1 | V.L.F. | 28 | 5.5 | 3.14 | 36.64 | 0 | 0 | 0 | 0 | 31 | 8.45 | 3.46 | 42.91 | 0 | 0 | 0 | 0 | STD | Year 2020 | National Average
0 | 316213233700 |  |  | Prestressed concrete piles, square, 40' long, 16" square, priced using 200 piles, excludes pile caps or mobilization | B19 | 560 | 0.11 | V.L.F. | 30 | 6.3 | 3.59 | 39.89 | 0 | 0 | 0 | 0 | 33 | 9.65 | 3.95 | 46.6 | 0 | 0 | 0 | 0 | STD | Year 2020 | National Average
0 | 316213233800 |  |  | Prestressed concrete piles, octagonal, 40' long, 16" thick, priced using 200 piles, excludes pile caps or mobilization | B19 | 600 | 0.11 | V.L.F. | 33.5 | 5.9 | 3.35 | 42.75 | 0 | 0 | 0 | 0 | 37 | 9 | 3.69 | 49.69 | 0 | 0 | 0 | 0 | STD | Year 2020 | National Average
0 | 316213234000 |  |  | Prestressed concrete piles, square, 40' long, 18" square, priced using 200 piles, excludes pile caps or mobilization | B19A | 520 | 0.12 | V.L.F. | 52 | 6.8 | 5.65 | 64.45 | 0 | 0 | 0 | 0 | 57 | 10.4 | 6.25 | 73.65 | 0 | 0 | 0 | 0 | STD | Year 2020 | National Average
0 | 316213234100 |  |  | Prestressed concrete piles, octagonal, 40' long, 18" thick, priced using 200 piles, excludes pile caps or mobilization | B19 | 560 | 0.11 | V.L.F. | 45 | 6.3 | 3.59 | 54.89 | 0 | 0 | 0 | 0 | 49.5 | 9.65 | 3.95 | 63.1 | 0 | 0 | 0 | 0 | STD | Year 2020 | National Average
0 | 316213234300 |  |  | Prestressed concrete piles, square, 40' long, 20" square, priced using 200 piles, excludes pile caps or mobilization | B19A | 480 | 0.13 | V.L.F. | 47.5 | 7.35 | 6.15 | 61 | 0 | 0 | 0 | 0 | 52.5 | 11.3 | 6.75 | 70.55 | 0 | 0 | 0 | 0 | STD | Year 2020 | National Average
0 | 316213234400 |  |  | Prestressed concrete piles, octagonal, 40' long, 20" thick, priced using 200 piles, excludes pile caps or mobilization | B19 | 520 | 0.12 | V.L.F. | 50.5 | 6.8 | 3.86 | 61.16 | 0 | 0 | 0 | 0 | 55.5 | 10.4 | 4.25 | 70.15 | 0 | 0 | 0 | 0 | STD | Year 2020 | National Average
0 | 316213234600 |  |  | Prestressed concrete piles, square, 40' long, 24" square, priced using 200 piles, excludes pile caps or mobilization | B19A | 440 | 0.14 | V.L.F. | 57.5 | 8.05 | 6.7 | 72.25 | 0 | 0 | 0 | 0 | 63 | 12.3 | 7.35 | 82.65 | 0 | 0 | 0 | 0 | STD | Year 2020 | National Average
0 | 316213234700 |  |  | Prestressed concrete piles, octagonal, 40' long, 24" thick, priced using 200 piles, 60' long, unless specified otherwise, excludes pile caps or mobilization | B19 | 480 | 0.13 | V.L.F. | 59.5 | 7.35 | 4.19 | 71.04 | 0 | 0 | 0 | 0 | 65.5 | 11.3 | 4.61 | 81.41 | 0 | 0 | 0 | 0 | STD | Year 2020 | National Average
0 | 316213234730 |  |  | Prestressed concrete piles, square, 60' long, 10" square, priced using 200 piles, excludes pile caps or mobilization | B19 | 700 | 0.09 | V.L.F. | 14.85 | 5.05 | 2.87 | 22.77 | 0 | 0 | 0 | 0 | 16.3 | 7.75 | 3.16 | 27.21 | 0 | 0 | 0 | 0 | STD | Year 2020 | National Average
0 | 316213234740 |  |  | Prestressed concrete piles, square, 60' long, 12" square, priced using 200 piles, excludes pile caps or mobilization | B19 | 680 | 0.09 | V.L.F. | 27 | 5.2 | 2.96 | 35.16 | 0 | 0 | 0 | 0 | 29.5 | 7.95 | 3.25 | 40.7 | 0 | 0 | 0 | 0 | STD | Year 2020 | National Average
0 | 316213234750 |  |  | Prestressed concrete piles, mobilization, 10,000 LF pile job, priced using 200 piles, 60' long, unless specified otherwise, excludes pile caps or mobilization, add | B19 | 3300 | 0.02 | V.L.F. | 0 | 1.07 | 0.61 | 1.68 | 0 | 0 | 0 | 0 | 0 | 1.64 | 0.67 | 2.31 | 0 | 0 | 0 | 0 | STD | Year 2020 | National Average
0 | 316213234800 |  |  | Prestressed concrete piles, mobilization, 25,000 LF pile job, priced using 200 piles, 60' long, unless specified otherwise, excludes pile caps or mobilization, add | B19 | 8500 | 0.01 | V.L.F. | 0 | 0.42 | 0.24 | 0.66 | 0 | 0 | 0 | 0 | 0 | 0.64 | 0.26 | 0.9 | 0 | 0 | 0 | 0 | STD | Year 2020 | National Average
0 | 316216000000 |  |  | Steel piles |  | 0 | 0 |  | 0 | 0 | 0 | 0 | 0 | 0 | 0 | 0 | 0 | 0 | 0 | 0 | 0 | 0 | 0 | 0 | STD | Year 2020 | National Average
0 | 316216130010 |  |  | Steel piles, excludes mobilization or demobilization |  | 0 | 0 |  | 0 | 0 | 0 | 0 | 0 | 0 | 0 | 0 | 0 | 0 | 0 | 0 | 0 | 0 | 0 | 0 | STD | Year 2020 | National Average
0 | 316216130100 |  |  | Steel piles, step tapered, round, concrete filled, excludes mobilization or demobilization |  | 0 | 0 |  | 0 | 0 | 0 | 0 | 0 | 0 | 0 | 0 | 0 | 0 | 0 | 0 | 0 | 0 | 0 | 0 | STD | Year 2020 | National Average
0 | 316216130110 |  |  | Steel piles, step tapered, round, concrete filled, 60 ton capacity, 8" tip, 12" butt, 30' depth, excludes mobilization or demobilization | B19 | 760 | 0.08 | V.L.F. | 18.85 | 4.65 | 2.64 | 26.14 | 0 | 0 | 0 | 0 | 20.5 | 7.1 | 2.91 | 30.51 | 0 | 0 | 0 | 0 | STD | Year 2020 | National Average
0 | 316216130120 |  |  | Steel piles, step tapered, round, concrete filled, 60 ton capacity, 8" tip, 60' depth, excludes mobilization or demobilization | B19 | 740 | 0.09 | V.L.F. | 36.5 | 4.78 | 2.72 | 44 | 0 | 0 | 0 | 0 | 40.5 | 7.3 | 2.99 | 50.79 | 0 | 0 | 0 | 0 | STD | Year 2020 | National Average
0 | 316216130130 |  |  | Steel piles, step tapered, round, concrete filled, 60 ton capacity, 8" tip, 80' depth, excludes mobilization or demobilization | B19 | 700 | 0.09 | V.L.F. | 57 | 5.05 | 2.87 | 64.92 | 0 | 0 | 0 | 0 | 62.5 | 7.75 | 3.16 | 73.41 | 0 | 0 | 0 | 0 | STD | Year 2020 | National Average
0 | 316216130250 |  |  | Steel piles, "H" Sections, 50' long, HP8 x 36, excludes mobilization or demobilization | B19 | 640 | 0.1 | V.L.F. | 18.35 | 5.5 | 3.14 | 26.99 | 0 | 0 | 0 | 0 | 20 | 8.45 | 3.46 | 31.91 | 0 | 0 | 0 | 0 | STD | Year 2020 | National Average
0 | 316216130400 |  |  | Steel piles, "H" Sections, 50' long, HP10 x 42, excludes mobilization or demobilization | B19 | 610 | 0.1 | V.L.F. | 20.5 | 5.8 | 3.29 | 29.59 | 0 | 0 | 0 | 0 | 22.5 | 8.85 | 3.63 | 34.98 | 0 | 0 | 0 | 0 | STD | Year 2020 | National Average
0 | 316216130500 |  |  | Steel piles, "H" Sections, 50' long, HP10 x 57, excludes mobilization or demobilization | B19 | 610 | 0.1 | V.L.F. | 28 | 5.8 | 3.29 | 37.09 | 0 | 0 | 0 | 0 | 31 | 8.85 | 3.63 | 43.48 | 0 | 0 | 0 | 0 | STD | Year 2020 | National Average
0 | 316216130700 |  |  | Steel piles, "H" Sections, 50' long, HP12 x 53, excludes mobilization or demobilization | B19 | 590 | 0.11 | V.L.F. | 27.5 | 6 | 3.41 | 36.91 | 0 | 0 | 0 | 0 | 30 | 9.15 | 3.75 | 42.9 | 0 | 0 | 0 | 0 | STD | Year 2020 | National Average
0 | 316216130800 |  |  | Steel piles, "H" Sections, 50' long, HP12 x 74, excludes mobilization or demobilization | B19A | 590 | 0.11 | V.L.F. | 35 | 6 | 4.99 | 45.99 | 0 | 0 | 0 | 0 | 38.5 | 9.15 | 5.5 | 53.15 | 0 | 0 | 0 | 0 | STD | Year 2020 | National Average
0 | 316216131000 |  |  | Steel piles, "H" Sections, 50' long, HP14 x 73, excludes mobilization or demobilization | B19A | 540 | 0.12 | V.L.F. | 37 | 6.55 | 5.45 | 49 | 0 | 0 | 0 | 0 | 40.5 | 10 | 6 | 56.5 | 0 | 0 | 0 | 0 | STD | Year 2020 | National Average
0 | 316216131100 |  |  | Steel piles, "H" Sections, 50' long, HP14 x 89, excludes mobilization or demobilization | B19A | 540 | 0.12 | V.L.F. | 47.5 | 6.55 | 5.45 | 59.5 | 0 | 0 | 0 | 0 | 52 | 10 | 6 | 68 | 0 | 0 | 0 | 0 | STD | Year 2020 | National Average
0 | 316216131300 |  |  | Steel piles, "H" Sections, 50' long, HP14 x 102, excludes mobilization or demobilization | B19A | 510 | 0.13 | V.L.F. | 54 | 6.95 | 5.8 | 66.75 | 0 | 0 | 0 | 0 | 59.5 | 10.6 | 6.35 | 76.45 | 0 | 0 | 0 | 0 | STD | Year 2020 | National Average
0 | 316216131400 |  |  | Steel piles, "H" Sections, 50' long, HP14 x 117, excludes mobilization or demobilization | B19A | 510 | 0.13 | V.L.F. | 62.5 | 6.95 | 5.8 | 75.25 | 0 | 0 | 0 | 0 | 68.5 | 10.6 | 6.35 | 85.45 | 0 | 0 | 0 | 0 | STD | Year 2020 | National Average
0 | 316216131600 |  |  | Steel piles, "H" section pile, splice on standard points, not in leads, 8" or 10", excludes mobilization or demobilization | 1 Sswl | 5 | 1.6 | Ea. | 111 | 92 | 0 | 203 | 0 | 0 | 0 | 0 | 122 | 144 | 0 | 266 | 0 | 0 | 0 | 0 | STD | Year 2020 | National Average
0 | 316216131900 |  |  | Steel piles, "H" section pile, splice on heavy duty points, not in leads, 10" wide, excludes mobilization or demobilization | 1 Sswl | 4 | 2 | Ea. | 186 | 115 | 0 | 301 | 0 | 0 | 0 | 0 | 205 | 180 | 0 | 385 | 0 | 0 | 0 | 0 | STD | Year 2020 | National Average
0 | 316216131700 |  |  | Steel piles, "H" section pile, splice on standard points, not in leads, 12" or 14", excludes mobilization or demobilization | 1 Sswl | 4 | 2 | Ea. | 155 | 115 | 0 | 270 | 0 | 0 | 0 | 0 | 170 | 180 | 0 | 350 | 0 | 0 | 0 | 0 | STD | Year 2020 | National Average
0 | 316216132100 |  |  | Steel piles, "H" section pile, splice on heavy duty points, 14" wide, excludes mobilization or demobilization | 1 Sswl | 3.5 | 2.29 | Ea. | 228 | 131 | 0 | 359 | 0 | 0 | 0 | 0 | 251 | 206 | 0 | 457 | 0 | 0 | 0 | 0 | STD | Year 2020 | National Average
0 | 316219000000 |  |  | Timber piles |  | 0 | 0 |  | 0 | 0 | 0 | 0 | 0 | 0 | 0 | 0 | 0 | 0 | 0 | 0 | 0 | 0 | 0 | 0 | STD | Year 2020 | National Average
0 | 316219100010 |  |  | Timber piles, friction or end bearing, excludes mobilization or demobilization |  | 0 | 0 |  | 0 | 0 | 0 | 0 | 0 | 0 | 0 | 0 | 0 | 0 | 0 | 0 | 0 | 0 | 0 | 0 | STD | Year 2020 | National Average
0 | 316219100011 |  |  | Timber piles |  | 0 | 0 |  | 0 | 0 | 0 | 0 | 0 | 0 | 0 | 0 | 0 | 0 | 0 | 0 | 0 | 0 | 0 | 0 | STD | Year 2020 | National Average
0 | 316219100050 |  |  | Timber piles, friction or end bearing, excludes mobilization or demobilization |  | 0 | 0 |  | 0 | 0 | 0 | 0 | 0 | 0 | 0 | 0 | 0 | 0 | 0 | 0 | 0 | 0 | 0 | 0 | STD | Year 2020 | National Average
0 | 316219100100 |  |  | Timber piles, friction or end bearing, untreated piles, up to 30' long, 12" butts, 8" points, excludes mobilization or demobilization | B19 | 625 | 0.1 | V.L.F. | 13.7 | 5.65 | 3.22 | 22.57 | 0 | 0 | 0 | 0 | 15.05 | 8.65 | 3.54 | 27.24 | 0 | 0 | 0 | 0 | STD | Year 2020 | National Average
0 | 316219100200 |  |  | Timber piles, friction or end bearing, untreated piles, 30' - 39' long, 12" butts, 8" points, excludes mobilization or demobilization | B19 | 700 | 0.09 | V.L.F. | 14.45 | 5.05 | 2.87 | 22.37 | 0 | 0 | 0 | 0 | 15.9 | 7.75 | 3.16 | 26.81 | 0 | 0 | 0 | 0 | STD | Year 2020 | National Average
0 | 316219100300 |  |  | Timber piles, friction or end bearing, untreated piles, 40' - 49' long, 12" butts, 7" points, excludes mobilization or demobilization | B19 | 720 | 0.09 | V.L.F. | 15.2 | 4.91 | 2.79 | 22.9 | 0 | 0 | 0 | 0 | 16.75 | 7.5 | 3.07 | 27.32 | 0 | 0 | 0 | 0 | STD | Year 2020 | National Average
0 | 316219100400 |  |  | Timber piles, friction or end bearing, untreated piles, 50' - 59' long, 13" butts, 7" points, excludes mobilization or demobilization | B19 | 800 | 0.08 | V.L.F. | 21.5 | 4.42 | 2.51 | 28.43 | 0 | 0 | 0 | 0 | 23.5 | 6.75 | 2.76 | 33.01 | 0 | 0 | 0 | 0 | STD | Year 2020 | National Average
0 | 316219100500 |  |  | Timber piles, friction or end bearing, untreated piles, 60' - 69' long, 13" butts, 7" points, excludes mobilization or demobilization | B19 | 840 | 0.08 | V.L.F. | 24.5 | 4.21 | 2.39 | 31.1 | 0 | 0 | 0 | 0 | 27 | 6.45 | 2.63 | 36.08 | 0 | 0 | 0 | 0 | STD | Year 2020 | National Average
0 | 316219100600 |  |  | Timber piles, friction or end bearing, untreated piles, 70' - 80' long, 13" butts, 6" points, excludes mobilization or demobilization | B19 | 840 | 0.08 | V.L.F. | 25 | 4.21 | 2.39 | 31.6 | 0 | 0 | 0 | 0 | 27 | 6.45 | 2.63 | 36.08 | 0 | 0 | 0 | 0 | STD | Year 2020 | National Average
0 | 316219100800 |  |  | Timber piles, friction or end bearing, treated, 12 lb. creosote/C.F., excludes mobilization or demobilization |  | 0 | 0 |  | 0 | 0 | 0 | 0 | 0 | 0 | 0 | 0 | 0 | 0 | 0 | 0 | 0 | 0 | 0 | 0 | STD | Year 2020 | National Average
0 | 316219100810 |  |  | Timber piles, friction or end bearing, treated, 12 lb. creosote/C.F., ASTM class B, excludes mobilization or demobilization |  | 0 | 0 |  | 0 | 0 | 0 | 0 | 0 | 0 | 0 | 0 | 0 | 0 | 0 | 0 | 0 | 0 | 0 | 0 | STD | Year 2020 | National Average
0 | 316219101000 |  |  | Timber piles, friction or end bearing, treated, 12 lb. creosote/C.F., 12" butts, 8" points, up to 30' long, ASTM class B, excludes mobilization or demobilization | B19 | 625 | 0.1 | V.L.F. | 18.2 | 5.65 | 3.22 | 27.07 | 0 | 0 | 0 | 0 | 20 | 8.65 | 3.54 | 32.19 | 0 | 0 | 0 | 0 | STD | Year 2020 | National Average
0 | 316219101100 |  |  | Timber piles, friction or end bearing, treated, 12 lb. creosote/C.F., 12" butts, 8" points, 30 - 39' long, ASTM class B, excludes mobilization or demobilization | B19 | 700 | 0.09 | V.L.F. | 18.9 | 5.05 | 2.87 | 26.82 | 0 | 0 | 0 | 0 | 21 | 7.75 | 3.16 | 31.91 | 0 | 0 | 0 | 0 | STD | Year 2020 | National Average
0 | 316219101200 |  |  | Timber piles, friction or end bearing, treated, 12 lb. creosote/C.F., 12" butts, 7" points, 40 - 49' long, ASTM class B, excludes mobilization or demobilization | B19 | 720 | 0.09 | V.L.F. | 20.5 | 4.91 | 2.79 | 28.2 | 0 | 0 | 0 | 0 | 22.5 | 7.5 | 3.07 | 33.07 | 0 | 0 | 0 | 0 | STD | Year 2020 | National Average
0 | 316219101300 |  |  | Timber piles, friction or end bearing, treated, 12 lb. creosote/C.F., 13" butts, 7" points, 50 - 59' long, ASTM class B, excludes mobilization or demobilization | B19 | 800 | 0.08 | V.L.F. | 23.5 | 4.42 | 2.51 | 30.43 | 0 | 0 | 0 | 0 | 26 | 6.75 | 2.76 | 35.51 | 0 | 0 | 0 | 0 | STD | Year 2020 | National Average
0 | 316219101400 |  |  | Timber piles, friction or end bearing, treated, 12 lb. creosote/C.F., 13" butts, 6" points, 60 - 69' long, ASTM class B, excludes mobilization or demobilization | B19A | 840 | 0.08 | V.L.F. | 25.5 | 4.21 | 3.51 | 33.22 | 0 | 0 | 0 | 0 | 28 | 6.45 | 3.86 | 38.31 | 0 | 0 | 0 | 0 | STD | Year 2020 | National Average
0 | 316219101500 |  |  | Timber piles, friction or end bearing, treated, 12 lb. creosote/C.F., 13" butts, 6" points, 70 - 80' long, ASTM class B, excludes mobilization or demobilization | B19A | 840 | 0.08 | V.L.F. | 28 | 4.21 | 3.51 | 35.72 | 0 | 0 | 0 | 0 | 30.5 | 6.45 | 3.86 | 40.81 | 0 | 0 | 0 | 0 | STD | Year 2020 | National Average
0 | 316219101600 |  |  | Timber piles, treated wood pile, C.C.A., 2.5 lb./C.F., excludes mobilization or demobilization |  | 0 | 0 |  | 0 | 0 | 0 | 0 | 0 | 0 | 0 | 0 | 0 | 0 | 0 | 0 | 0 | 0 | 0 | 0 | STD | Year 2020 | National Average
0 | 316219101610 |  |  | Timber piles, treated wood pile, C.C.A., 2.5 lb./C.F., 10' long, 8" butts, excludes mobilization or demobilization | B19 | 400 | 0.16 | V.L.F. | 7.35 | 8.85 | 5 | 21.2 | 0 | 0 | 0 | 0 | 8.05 | 13.55 | 5.55 | 27.15 | 0 | 0 | 0 | 0 | STD | Year 2020 | National Average
0 | 316219101620 |  |  | Timber piles, treated wood pile, C.C.A., 2.5 lb./C.F., 11' - 16' long, 8" butts, excludes mobilization or demobilization | B19 | 500 | 0.13 | V.L.F. | 7.35 | 7.05 | 4.02 | 18.42 | 0 | 0 | 0 | 0 | 8.05 | 10.85 | 4.42 | 23.32 | 0 | 0 | 0 | 0 | STD | Year 2020 | National Average
0 | 316219101640 |  |  | Timber piles, treated wood pile, C.C.A., 2.5 lb./C.F., 10' - 16' long, 10" butts, excludes mobilization or demobilization | B19 | 500 | 0.13 | V.L.F. | 22 | 7.05 | 4.02 | 33.07 | 0 | 0 | 0 | 0 | 24 | 10.85 | 4.42 | 39.27 | 0 | 0 | 0 | 0 | STD | Year 2020 | National Average
0 | 316219101630 |  |  | Timber piles, treated wood pile, C.C.A., 2.5 lb./C.F., 17' - 20' long, 8" butts, excludes mobilization or demobilization | B19 | 575 | 0.11 | V.L.F. | 7.35 | 6.15 | 3.49 | 16.99 | 0 | 0 | 0 | 0 | 8.05 | 9.4 | 3.85 | 21.3 | 0 | 0 | 0 | 0 | STD | Year 2020 | National Average
0 | 316219101650 |  |  | Timber piles, treated wood pile, C.C.A., 2.5 lb./C.F., 17' - 20' long, 10" butts, excludes mobilization or demobilization | B19 | 575 | 0.11 | V.L.F. | 22 | 6.15 | 3.49 | 31.64 | 0 | 0 | 0 | 0 | 24 | 9.4 | 3.85 | 37.25 | 0 | 0 | 0 | 0 | STD | Year 2020 | National Average
0 | 316219101660 |  |  | Timber piles, treated wood pile, C.C.A., 2.5 lb./C.F., 21' - 40' long, 10" butts, excludes mobilization or demobilization | B19 | 700 | 0.09 | V.L.F. | 22 | 5.05 | 2.87 | 29.92 | 0 | 0 | 0 | 0 | 24 | 7.75 | 3.16 | 34.91 | 0 | 0 | 0 | 0 | STD | Year 2020 | National Average
0 | 316219101670 |  |  | Timber piles, treated wood pile, C.C.A., 2.5 lb./C.F., 10' - 20' long, 12" butts, excludes mobilization or demobilization | B19 | 575 | 0.11 | V.L.F. | 23 | 6.15 | 3.49 | 32.64 | 0 | 0 | 0 | 0 | 25.5 | 9.4 | 3.85 | 38.75 | 0 | 0 | 0 | 0 | STD | Year 2020 | National Average
0 | 316219101680 |  |  | Timber piles, treated wood pile, C.C.A., 2.5 lb./C.F., 21' - 35' long, 12" butts, excludes mobilization or demobilization | B19 | 650 | 0.1 | V.L.F. | 23 | 5.45 | 3.09 | 31.54 | 0 | 0 | 0 | 0 | 25.5 | 8.35 | 3.4 | 37.25 | 0 | 0 | 0 | 0 | STD | Year 2020 | National Average
0 | 316219101690 |  |  | Timber piles, treated wood pile, C.C.A., 2.5 lb./C.F., 36' - 40' long, 12" butts, excludes mobilization or demobilization | B19 | 700 | 0.09 | V.L.F. | 23.5 | 5.05 | 2.87 | 31.42 | 0 | 0 | 0 | 0 | 26 | 7.75 | 3.16 | 36.91 | 0 | 0 | 0 | 0 | STD | Year 2020 | National Average
0 | 316219101695 |  |  | Timber piles, treated wood pile, C.C.A., 2.5 lb./C.F., to 40' long, 14" butts, excludes mobilization or demobilization | B19 | 700 | 0.09 | V.L.F. | 16.9 | 5.05 | 2.87 | 24.82 | 0 | 0 | 0 | 0 | 18.6 | 7.75 | 3.16 | 29.51 | 0 | 0 | 0 | 0 | STD | Year 2020 | National Average
0 | 316219101700 |  |  | Timber piles, treated wood pile, boot for pile tip, 2.5l b./C.F., excludes mobilization or demobilization, minimum | 1 Pile | 27 | 0.3 | Ea. | 45.5 | 16.05 | 0 | 61.55 | 0 | 0 | 0 | 0 | 50 | 25 | 0 | 75 | 0 | 0 | 0 | 0 | STD | Year 2020 | National Average
0 | 316219101800 |  |  | Timber piles, treated wood pile, boot for pile tip, 2.5l b./C.F., excludes mobilization or demobilization, maximum | 1 Pile | 21 | 0.38 | Ea. | 136 | 20.5 | 0 | 156.5 | 0 | 0 | 0 | 0 | 149 | 32 | 0 | 181 | 0 | 0 | 0 | 0 | STD | Year 2020 | National Average
0 | 316219102000 |  |  | Timber piles, treated wood pile, pile tip, 2.5l b./C.F., excludes mobilization or demobilization, minimum | 1 Pile | 20 | 0.4 | Ea. | 45.5 | 21.5 | 0 | 67 | 0 | 0 | 0 | 0 | 50 | 33.5 | 0 | 83.5 | 0 | 0 | 0 | 0 | STD | Year 2020 | National Average
0 | 316219102100 |  |  | Timber piles, treated wood pile, pile tip, 2.5l b./C.F., excludes mobilization or demobilization, maximum | 1 Pile | 15 | 0.53 | Ea. | 163 | 29 | 0 | 192 | 0 | 0 | 0 | 0 | 179 | 45 | 0 | 224 | 0 | 0 | 0 | 0 | STD | Year 2020 | National Average
0 | 316219102300 |  |  | Timber piles, treated wood pile, splice for piles, 2.5l b./C.F., over 50' long, excludes mobilization or demobilization, minimum | B46 | 35 | 1.37 | Ea. | 59 | 66.5 | 1.18 | 126.68 | 0 | 0 | 0 | 0 | 65 | 102 | 1.3 | 168.3 | 0 | 0 | 0 | 0 | STD | Year 2020 | National Average
0 | 316219102400 |  |  | Timber piles, treated wood pile, pile tip, 2.5l b./C.F., over 50' long, excludes mobilization or demobilization, maximum | B46 | 20 | 2.4 | Ea. | 75.5 | 116 | 2.06 | 193.56 | 0 | 0 | 0 | 0 | 83 | 178 | 2.28 | 263.28 | 0 | 0 | 0 | 0 | STD | Year 2020 | National Average
0 | 316219102600 |  |  | Timber piles, treated wood pile, concrete encasement with wire mesh and tube, 2.5l b./C.F., excludes mobilization or demobilization | B46 | 331 | 0.14 | V.L.F. | 75.5 | 7.05 | 0.12 | 82.67 | 0 | 0 | 0 | 0 | 83 | 10.75 | 0.14 | 93.89 | 0 | 0 | 0 | 0 | STD | Year 2020 | National Average
0 | 316219102700 |  |  | Timber piles, treated wood pile, mobilization, for 10,000 LF pile job | B19 | 3300 | 0.02 | V.L.F. | 0 | 1.07 | 0.61 | 1.68 | 0 | 0 | 0 | 0 | 0 | 1.64 | 0.67 | 2.31 | 0 | 0 | 0 | 0 | STD | Year 2020 | National Average
0 | 316219102800 |  |  | Timber piles, treated wood pile, mobilization, for 25,000 LF pile job, add | B19 | 8500 | 0.01 | V.L.F. | 0 | 0.42 | 0.24 | 0.66 | 0 | 0 | 0 | 0 | 0 | 0.64 | 0.26 | 0.9 | 0 | 0 | 0 | 0 | STD | Year 2020 | National Average
0 | 316223000000 |  |  | Composite piles |  | 0 | 0 |  | 0 | 0 | 0 | 0 | 0 | 0 | 0 | 0 | 0 | 0 | 0 | 0 | 0 | 0 | 0 | 0 | STD | Year 2020 | National Average
0 | 316223130010 |  |  | Concrete-filled steel piles, excludes mobilization or demobilization |  | 0 | 0 |  | 0 | 0 | 0 | 0 | 0 | 0 | 0 | 0 | 0 | 0 | 0 | 0 | 0 | 0 | 0 | 0 | STD | Year 2020 | National Average
0 | 316223132600 |  |  | Concrete-filled steel piles, steel, pipe piles, no concrete, 50' long, 8" diameter, 29 lb./L.F., excludes mobilization or demobilization | B19 | 500 | 0.13 | V.L.F. | 21.5 | 7.05 | 4.02 | 32.57 | 0 | 0 | 0 | 0 | 23.5 | 10.85 | 4.42 | 38.77 | 0 | 0 | 0 | 0 | STD | Year 2020 | National Average
0 | 316223132700 |  |  | Concrete-filled steel piles, steel, pipe piles, concrete filled, 50' long, 8" diameter, 29 lb./L.F., excludes mobilization or demobilization | B19 | 460 | 0.14 | V.L.F. | 25.5 | 7.7 | 4.37 | 37.57 | 0 | 0 | 0 | 0 | 28 | 11.75 | 4.81 | 44.56 | 0 | 0 | 0 | 0 | STD | Year 2020 | National Average
0 | 316223132900 |  |  | Concrete-filled steel piles, steel, pipe piles, no concrete, 50' long, 10" diameter, 34 lb./L.F., excludes mobilization or demobilization | B19 | 500 | 0.13 | V.L.F. | 24 | 7.05 | 4.02 | 35.07 | 0 | 0 | 0 | 0 | 26.5 | 10.85 | 4.42 | 41.77 | 0 | 0 | 0 | 0 | STD | Year 2020 | National Average
0 | 316223133000 |  |  | Concrete-filled steel piles, steel, pipe piles, concrete filled, 50' long, 10" diameter, 34 lb./L.F., excludes mobilization or demobilization | B19 | 450 | 0.14 | V.L.F. | 30 | 7.85 | 4.47 | 42.32 | 0 | 0 | 0 | 0 | 33 | 12.05 | 4.91 | 49.96 | 0 | 0 | 0 | 0 | STD | Year 2020 | National Average
0 | 316223133200 |  |  | Concrete-filled steel piles, steel, pipe piles, no concrete, 50' long, 12" diameter, 44 lb./L.F., excludes mobilization or demobilization | B19 | 475 | 0.14 | V.L.F. | 31.5 | 7.45 | 4.23 | 43.18 | 0 | 0 | 0 | 0 | 34.5 | 11.4 | 4.66 | 50.56 | 0 | 0 | 0 | 0 | STD | Year 2020 | National Average
0 | 316223133300 |  |  | Concrete-filled steel piles, steel, pipe piles, concrete filled, 50' long, 12" diameter, 44 lb./L.F., excludes mobilization or demobilization | B19 | 415 | 0.15 | V.L.F. | 35.5 | 8.5 | 4.84 | 48.84 | 0 | 0 | 0 | 0 | 39 | 13.05 | 5.35 | 57.4 | 0 | 0 | 0 | 0 | STD | Year 2020 | National Average
0 | 316223133500 |  |  | Concrete-filled steel piles, steel, pipe piles, no concrete, 50' long, 14" diameter, 46 lb./L.F., excludes mobilization or demobilization | B19 | 430 | 0.15 | V.L.F. | 33.5 | 8.2 | 4.67 | 46.37 | 0 | 0 | 0 | 0 | 37 | 12.6 | 5.15 | 54.75 | 0 | 0 | 0 | 0 | STD | Year 2020 | National Average
0 | 316223133600 |  |  | Concrete-filled steel piles, steel, pipe piles, concrete filled, 50' long, 14" diameter, 46 lb./L.F., excludes mobilization or demobilization | B19 | 355 | 0.18 | V.L.F. | 41.5 | 9.95 | 5.65 | 57.1 | 0 | 0 | 0 | 0 | 45.5 | 15.25 | 6.25 | 67 | 0 | 0 | 0 | 0 | STD | Year 2020 | National Average
0 | 316223133800 |  |  | Concrete-filled steel piles, steel, pipe piles, no concrete, 50' long, 16" diameter, 52 lb./L.F., excludes mobilization or demobilization | B19 | 385 | 0.17 | V.L.F. | 38 | 9.2 | 5.2 | 52.4 | 0 | 0 | 0 | 0 | 41.5 | 14.05 | 5.75 | 61.3 | 0 | 0 | 0 | 0 | STD | Year 2020 | National Average
0 | 316223133900 |  |  | Concrete-filled steel piles, steel, pipe piles, concrete filled, 50' long, 16" diameter, 52 lb./L.F., excludes mobilization or demobilization | B19 | 335 | 0.19 | V.L.F. | 52 | 10.55 | 6 | 68.55 | 0 | 0 | 0 | 0 | 57.5 | 16.15 | 6.6 | 80.25 | 0 | 0 | 0 | 0 | STD | Year 2020 | National Average
0 | 316223134100 |  |  | Concrete-filled steel piles, steel, pipe piles, no concrete, 50' long, 18" diameter, 59 lb./L.F., excludes mobilization or demobilization | B19 | 355 | 0.18 | V.L.F. | 47 | 9.95 | 5.65 | 62.6 | 0 | 0 | 0 | 0 | 51.5 | 15.25 | 6.25 | 73 | 0 | 0 | 0 | 0 | STD | Year 2020 | National Average
0 | 316223134200 |  |  | Concrete-filled steel piles, steel, pipe piles, concrete filled, 50' long, 18" diameter, 59 lb./L.F., excludes mobilization or demobilization | B19 | 310 | 0.21 | V.L.F. | 61.5 | 11.4 | 6.5 | 79.4 | 0 | 0 | 0 | 0 | 68 | 17.45 | 7.15 | 92.6 | 0 | 0 | 0 | 0 | STD | Year 2020 | National Average
0 | 316223134400 |  |  | Concrete-filled steel piles, pipe piles, splices for pipe piles, 8" diameter | 1 Sswl | 5 | 1.6 | Ea. | 81 | 92 | 0 | 173 | 0 | 0 | 0 | 0 | 89 | 144 | 0 | 233 | 0 | 0 | 0 | 0 | STD | Year 2020 | National Average
0 | 316223134410 |  |  | Concrete-filled steel piles, pipe piles, splices for pipe piles, 10" diameter | 1 Sswl | 4.75 | 1.68 | Ea. | 88.5 | 97 | 0 | 185.5 | 0 | 0 | 0 | 0 | 97 | 152 | 0 | 249 | 0 | 0 | 0 | 0 | STD | Year 2020 | National Average
0 | 316223134430 |  |  | Concrete-filled steel piles, pipe piles, splices for pipe piles, 12" diameter | 1 Sswl | 4.5 | 1.78 | Ea. | 106 | 102 | 0 | 208 | 0 | 0 | 0 | 0 | 116 | 160 | 0 | 276 | 0 | 0 | 0 | 0 | STD | Year 2020 | National Average
0 | 316223134500 |  |  | Concrete-filled steel piles, pipe piles, splices for pipe piles, 14" diameter | 1 Sswl | 4.25 | 1.88 | Ea. | 146 | 108 | 0 | 254 | 0 | 0 | 0 | 0 | 161 | 170 | 0 | 331 | 0 | 0 | 0 | 0 | STD | Year 2020 | National Average
0 | 316223134600 |  |  | Concrete-filled steel piles, pipe piles, splices for pipe piles, 16" diameter | 1 Sswl | 4 | 2 | Ea. | 165 | 115 | 0 | 280 | 0 | 0 | 0 | 0 | 182 | 180 | 0 | 362 | 0 | 0 | 0 | 0 | STD | Year 2020 | National Average
0 | 316223134650 |  |  | Concrete-filled steel piles, pipe piles, splices for pipe piles, 18" diameter | 1 Sswl | 3.75 | 2.13 | Ea. | 274 | 123 | 0 | 397 | 0 | 0 | 0 | 0 | 300 | 192 | 0 | 492 | 0 | 0 | 0 | 0 | STD | Year 2020 | National Average
0 | 316223134710 |  |  | Concrete-filled steel piles, pipe pile backing rings, w/spacer, 8" diameter | 1 Sswl | 12 | 0.67 | Ea. | 9.1 | 38.5 | 0 | 47.6 | 0 | 0 | 0 | 0 | 10 | 60 | 0 | 70 | 0 | 0 | 0 | 0 | STD | Year 2020 | National Average
0 | 316223134720 |  |  | Concrete-filled steel piles, pipe pile backing rings, w/spacer, 10" diameter | 1 Sswl | 12 | 0.67 | Ea. | 11.9 | 38.5 | 0 | 50.4 | 0 | 0 | 0 | 0 | 13.1 | 60 | 0 | 73.1 | 0 | 0 | 0 | 0 | STD | Year 2020 | National Average
0 | 316223134730 |  |  | Concrete-filled steel piles, pipe pile backing rings, w/spacer, 12" diameter | 1 Sswl | 10 | 0.8 | Ea. | 14.35 | 46 | 0 | 60.35 | 0 | 0 | 0 | 0 | 15.8 | 72 | 0 | 87.8 | 0 | 0 | 0 | 0 | STD | Year 2020 | National Average
0 | 316223134740 |  |  | Concrete-filled steel piles, pipe pile backing rings, w/spacer, 14" diameter | 1 Sswl | 9 | 0.89 | Ea. | 18.35 | 51 | 0 | 69.35 | 0 | 0 | 0 | 0 | 20 | 80 | 0 | 100 | 0 | 0 | 0 | 0 | STD | Year 2020 | National Average
0 | 316223134750 |  |  | Concrete-filled steel piles, pipe pile backing rings, w/spacer, 16" diameter | 1 Sswl | 8 | 1 | Ea. | 21.5 | 57.5 | 0 | 79 | 0 | 0 | 0 | 0 | 24 | 90 | 0 | 114 | 0 | 0 | 0 | 0 | STD | Year 2020 | National Average
0 | 316223134760 |  |  | Concrete-filled steel piles, pipe pile backing rings, w/spacer, 18" diameter | 1 Sswl | 6 | 1.33 | Ea. | 24 | 76.5 | 0 | 100.5 | 0 | 0 | 0 | 0 | 26 | 120 | 0 | 146 | 0 | 0 | 0 | 0 | STD | Year 2020 | National Average
0 | 316223134800 |  |  | Concrete-filled steel piles, pipe piles, points, standard, 8" diameter | 1 Sswl | 4.61 | 1.74 | Ea. | 93 | 99.5 | 0 | 192.5 | 0 | 0 | 0 | 0 | 102 | 156 | 0 | 258 | 0 | 0 | 0 | 0 | STD | Year 2020 | National Average
0 | 316223134840 |  |  | Concrete-filled steel piles, pipe piles, points, standard, 10" diameter | 1 Sswl | 4.45 | 1.8 | Ea. | 123 | 103 | 0 | 226 | 0 | 0 | 0 | 0 | 135 | 162 | 0 | 297 | 0 | 0 | 0 | 0 | STD | Year 2020 | National Average
0 | 316223134880 |  |  | Concrete-filled steel piles, pipe piles, points, standard, 12" diameter | 1 Sswl | 4.25 | 1.88 | Ea. | 164 | 108 | 0 | 272 | 0 | 0 | 0 | 0 | 180 | 170 | 0 | 350 | 0 | 0 | 0 | 0 | STD | Year 2020 | National Average
0 | 316223134900 |  |  | Concrete-filled steel piles, pipe piles, points, standard, 14" diameter | 1 Sswl | 4.05 | 1.98 | Ea. | 209 | 113 | 0 | 322 | 0 | 0 | 0 | 0 | 230 | 178 | 0 | 408 | 0 | 0 | 0 | 0 | STD | Year 2020 | National Average
0 | 316223135000 |  |  | Concrete-filled steel piles, pipe piles, points, standard, 16" diameter | 1 Sswl | 3.37 | 2.37 | Ea. | 296 | 136 | 0 | 432 | 0 | 0 | 0 | 0 | 325 | 214 | 0 | 539 | 0 | 0 | 0 | 0 | STD | Year 2020 | National Average
0 | 316223135050 |  |  | Concrete-filled steel piles, pipe piles, points, standard, 18" diameter | 1 Sswl | 3.5 | 2.29 | Ea. | 385 | 131 | 0 | 516 | 0 | 0 | 0 | 0 | 420 | 206 | 0 | 626 | 0 | 0 | 0 | 0 | STD | Year 2020 | National Average
0 | 316223135200 |  |  | Concrete-filled steel piles, pipe piles, points, heavy duty, 10" diameter | 1 Sswl | 2.9 | 2.76 | Ea. | 242 | 158 | 0 | 400 | 0 | 0 | 0 | 0 | 266 | 249 | 0 | 515 | 0 | 0 | 0 | 0 | STD | Year 2020 | National Average
0 | 316223135240 |  |  | Concrete-filled steel piles, pipe piles, points, heavy duty, 12" diameter | 1 Sswl | 2.95 | 2.71 | Ea. | 305 | 156 | 0 | 461 | 0 | 0 | 0 | 0 | 335 | 244 | 0 | 579 | 0 | 0 | 0 | 0 | STD | Year 2020 | National Average
0 | 316223135260 |  |  | Concrete-filled steel piles, pipe piles, points, heavy duty, 14" diameter | 1 Sswl | 2.95 | 2.71 | Ea. | 305 | 156 | 0 | 461 | 0 | 0 | 0 | 0 | 335 | 244 | 0 | 579 | 0 | 0 | 0 | 0 | STD | Year 2020 | National Average
0 | 316223135280 |  |  | Concrete-filled steel piles, pipe piles, points, heavy duty, 16" diameter | 1 Sswl | 2.95 | 2.71 | Ea. | 350 | 156 | 0 | 506 | 0 | 0 | 0 | 0 | 385 | 244 | 0 | 629 | 0 | 0 | 0 | 0 | STD | Year 2020 | National Average
0 | 316223135290 |  |  | Concrete-filled steel piles, pipe piles, points, heavy duty, 18" diameter | 1 Sswl | 2.8 | 2.86 | Ea. | 425 | 164 | 0 | 589 | 0 | 0 | 0 | 0 | 470 | 257 | 0 | 727 | 0 | 0 | 0 | 0 | STD | Year 2020 | National Average
0 | 316223135500 |  |  | Concrete-filled steel piles, pipe piles, for reinforcing steel, add | 1 Sswl | 1150 | 0.01 | Lb. | 0.79 | 0.4 | 0 | 1.19 | 0 | 0 | 0 | 0 | 0.87 | 0.63 | 0 | 1.5 | 0 | 0 | 0 | 0 | STD | Year 2020 | National Average
0 | 316223135700 |  |  | Concrete-filled steel piles, pipe piles, for thick wall sections, add |  | 0 | 0 | Lb. | 0.68 | 0 | 0 | 0.68 | 0 | 0 | 0 | 0 | 0.75 | 0 | 0 | 0.75 | 0 | 0 | 0 | 0 | STD | Year 2020 | National Average
0 | 311400000000 |  |  | Earth stripping and stockpiling |  | 0 | 0 |  | 0 | 0 | 0 | 0 | 0 | 0 | 0 | 0 | 0 | 0 | 0 | 0 | 0 | 0 | 0 | 0 | STD | Year 2020 | National Average
0 | 311413000000 |  |  | Soil stripping and stockpiling |  | 0 | 0 |  | 0 | 0 | 0 | 0 | 0 | 0 | 0 | 0 | 0 | 0 | 0 | 0 | 0 | 0 | 0 | 0 | STD | Year 2020 | National Average
0 | 311413230010 |  |  | Topsoil stripping and stockpiling, topsoil, sandy loam |  | 0 | 0 |  | 0 | 0 | 0 | 0 | 0 | 0 | 0 | 0 | 0 | 0 | 0 | 0 | 0 | 0 | 0 | 0 | STD | Year 2020 | National Average
0 | 311413230020 |  |  | Topsoil stripping and stockpiling, topsoil, sandy loam, ideal conditions, 200 HP dozer | B10B | 2300 | 0.01 | C.Y. | 0 | 0.27 | 0.65 | 0.92 | 0 | 0 | 0 | 0 | 0 | 0.41 | 0.72 | 1.13 | 0 | 0 | 0 | 0 | STD | Year 2020 | National Average
0 | 311413230100 |  |  | Topsoil stripping and stockpiling, topsoil, sandy loam, adverse conditions, 200 HP dozer | B10B | 1150 | 0.01 | C.Y. | 0 | 0.54 | 1.31 | 1.85 | 0 | 0 | 0 | 0 | 0 | 0.81 | 1.44 | 2.25 | 0 | 0 | 0 | 0 | STD | Year 2020 | National Average
0 | 311413230200 |  |  | Topsoil stripping and stockpiling, topsoil, sandy loam, ideal conditions, 300 HP dozer | B10M | 3000 | 0 | C.Y. | 0 | 0.21 | 0.59 | 0.8 | 0 | 0 | 0 | 0 | 0 | 0.31 | 0.65 | 0.96 | 0 | 0 | 0 | 0 | STD | Year 2020 | National Average
0 | 311413230300 |  |  | Topsoil stripping and stockpiling, topsoil, sandy loam, adverse conditions, 300 HP dozer | B10M | 1650 | 0.01 | C.Y. | 0 | 0.38 | 1.07 | 1.45 | 0 | 0 | 0 | 0 | 0 | 0.56 | 1.18 | 1.74 | 0 | 0 | 0 | 0 | STD | Year 2020 | National Average
0 | 311413230400 |  |  | Topsoil stripping and stockpiling, topsoil, sandy loam, ideal conditions, 400 HP dozer | B10X | 3900 | 0 | C.Y. | 0 | 0.16 | 0.71 | 0.87 | 0 | 0 | 0 | 0 | 0 | 0.24 | 0.78 | 1.02 | 0 | 0 | 0 | 0 | STD | Year 2020 | National Average
0 | 311413230500 |  |  | Topsoil stripping and stockpiling, topsoil, sandy loam, adverse conditions, 400 HP dozer | B10X | 2000 | 0.01 | C.Y. | 0 | 0.31 | 1.39 | 1.7 | 0 | 0 | 0 | 0 | 0 | 0.47 | 1.53 | 2 | 0 | 0 | 0 | 0 | STD | Year 2020 | National Average
0 | 311413230600 |  |  | Topsoil stripping and stockpiling, clay, dry and soft, ideal conditions, 200 HP dozer | B10B | 1600 | 0.01 | C.Y. | 0 | 0.39 | 0.94 | 1.33 | 0 | 0 | 0 | 0 | 0 | 0.58 | 1.03 | 1.61 | 0 | 0 | 0 | 0 | STD | Year 2020 | National Average
0 | 311413230700 |  |  | Topsoil stripping and stockpiling, topsoil, clay, dry and soft, adverse conditions, 200 HP dozer | B10B | 800 | 0.01 | C.Y. | 0 | 0.78 | 1.88 | 2.66 | 0 | 0 | 0 | 0 | 0 | 1.16 | 2.07 | 3.23 | 0 | 0 | 0 | 0 | STD | Year 2020 | National Average
0 | 311413231000 |  |  | Topsoil stripping and stockpiling, topsoil, clay, medium hard, ideal conditions, 300 HP dozer | B10M | 2000 | 0.01 | C.Y. | 0 | 0.31 | 0.88 | 1.19 | 0 | 0 | 0 | 0 | 0 | 0.47 | 0.97 | 1.44 | 0 | 0 | 0 | 0 | STD | Year 2020 | National Average
0 | 311413231100 |  |  | Topsoil stripping and stockpiling, topsoil, clay, medium hard, adverse conditions, 300 HP dozer | B10M | 1100 | 0.01 | C.Y. | 0 | 0.57 | 1.6 | 2.17 | 0 | 0 | 0 | 0 | 0 | 0.85 | 1.76 | 2.61 | 0 | 0 | 0 | 0 | STD | Year 2020 | National Average
0 | 311413231200 |  |  | Topsoil stripping and stockpiling, topsoil, clay, very hard, ideal conditions, 400 HP dozer | B10X | 2600 | 0.01 | C.Y. | 0 | 0.24 | 1.07 | 1.31 | 0 | 0 | 0 | 0 | 0 | 0.36 | 1.18 | 1.54 | 0 | 0 | 0 | 0 | STD | Year 2020 | National Average
0 | 311413231300 |  |  | Topsoil stripping and stockpiling, topsoil, clay, very hard, adverse conditions, 400 HP dozer | B10X | 1340 | 0.01 | C.Y. | 0 | 0.46 | 2.07 | 2.53 | 0 | 0 | 0 | 0 | 0 | 0.7 | 2.28 | 2.98 | 0 | 0 | 0 | 0 | STD | Year 2020 | National Average
0 | 311413231400 |  |  | Topsoil stripping and stockpiling, loam or topsoil, remove and stockpile on site |  | 0 | 0 |  | 0 | 0 | 0 | 0 | 0 | 0 | 0 | 0 | 0 | 0 | 0 | 0 | 0 | 0 | 0 | 0 | STD | Year 2020 | National Average
0 | 311413231420 |  |  | Topsoil stripping and stockpiling, loam or topsoil, remove and stockpile on site, 200 HP dozer, 6" deep, 200' haul per C.Y. | B10B | 865 | 0.01 | C.Y. | 0 | 0.72 | 1.74 | 2.46 | 0 | 0 | 0 | 0 | 0 | 1.08 | 1.91 | 2.99 | 0 | 0 | 0 | 0 | STD | Year 2020 | National Average
0 | 311413231430 |  |  | Topsoil stripping and stockpiling, loam or topsoil, remove and stockpile on site, 200 HP dozer, 6" deep, 300' haul per C.Y. | B10B | 520 | 0.02 | C.Y. | 0 | 1.2 | 2.89 | 4.09 | 0 | 0 | 0 | 0 | 0 | 1.79 | 3.18 | 4.97 | 0 | 0 | 0 | 0 | STD | Year 2020 | National Average
0 | 311413231440 |  |  | Topsoil stripping and stockpiling, loam or topsoil, remove and stockpile on site, 200 HP dozer, 6" deep, 500' haul per C.Y. | B10B | 225 | 0.05 | C.Y. | 0 | 2.77 | 6.7 | 9.47 | 0 | 0 | 0 | 0 | 0 | 4.14 | 7.35 | 11.49 | 0 | 0 | 0 | 0 | STD | Year 2020 | National Average
0 | 311413231450 |  |  | Topsoil stripping and stockpiling, loam or topsoil, remove and stockpile on site, 200 HP dozer, 6" deep, 200' haul per S.Y. | B10B | 5090 | 0 | S.Y. | 0 | 0.12 | 0.3 | 0.42 | 0 | 0 | 0 | 0 | 0 | 0.18 | 0.33 | 0.51 | 0 | 0 | 0 | 0 | STD | Year 2020 | National Average
0 | 311413231460 |  |  | Topsoil stripping and stockpiling, loam or topsoil, remove and stockpile on site, 200 HP dozer, 6" deep, 500' haul per S.Y. | B10B | 1325 | 0.01 | S.Y. | 0 | 0.47 | 1.14 | 1.61 | 0 | 0 | 0 | 0 | 0 | 0.7 | 1.25 | 1.95 | 0 | 0 | 0 | 0 | STD | Year 2020 | National Average
0 | 311413231500 |  |  | Topsoil stripping and stockpiling, loam or topsoil, remove and stockpile on site |  | 0 | 0 |  | 0 | 0 | 0 | 0 | 0 | 0 | 0 | 0 | 0 | 0 | 0 | 0 | 0 | 0 | 0 | 0 | STD | Year 2020 | National Average
0 | 311413231510 |  |  | Topsoil stripping and stockpiling, loam or topsoil, remove and stockpile on site, by hand, less than 100 S.Y., 6" deep, 50' haul | B1 | 100 | 0.24 | S.Y. | 0 | 10.25 | 0 | 10.25 | 0 | 0 | 0 | 0 | 0 | 15.4 | 0 | 15.4 | 0 | 0 | 0 | 0 | STD | Year 2020 | National Average
0 | 311413231520 |  |  | Topsoil stripping and stockpiling, loam or topsoil, remove and stockpile on site, by skid steer, 101-500 S.Y., 6" deep, 100' haul | B62 | 500 | 0.05 | S.Y. | 0 | 2.2 | 0.36 | 2.56 | 0 | 0 | 0 | 0 | 0 | 3.29 | 0.39 | 3.68 | 0 | 0 | 0 | 0 | STD | Year 2020 | National Average
0 | 311413231530 |  |  | Topsoil stripping and stockpiling, loam or topsoil, remove and stockpile on site, by skid steer, 501-900 S.Y., 6" deep, 100' haul | B62 | 900 | 0.03 | S.Y. | 0 | 1.22 | 0.2 | 1.42 | 0 | 0 | 0 | 0 | 0 | 1.83 | 0.22 | 2.05 | 0 | 0 | 0 | 0 | STD | Year 2020 | National Average
0 | 311413231540 |  |  | Topsoil stripping and stockpiling, loam or topsoil, remove and stockpile on site, by skid steer,901-1,100 S.Y., 6" deep, 200' haul | B63 | 1000 | 0.04 | S.Y. | 0 | 1.77 | 0.18 | 1.95 | 0 | 0 | 0 | 0 | 0 | 2.66 | 0.2 | 2.86 | 0 | 0 | 0 | 0 | STD | Year 2020 | National Average
0 | 311413231550 |  |  | Topsoil stripping and stockpiling, loam or topsoil, remove and stockpile on site, by dozer,1,101-4,000 S.Y., 6" deep, 200' haul | B10B | 4000 | 0 | S.Y. | 0 | 0.16 | 0.38 | 0.54 | 0 | 0 | 0 | 0 | 0 | 0.23 | 0.41 | 0.64 | 0 | 0 | 0 | 0 | STD | Year 2020 | National Average
0 | 312500000000 |  |  | Erosion and sedimentation controls |  | 0 | 0 |  | 0 | 0 | 0 | 0 | 0 | 0 | 0 | 0 | 0 | 0 | 0 | 0 | 0 | 0 | 0 | 0 | STD | Year 2020 | National Average
0 | 312514000000 |  |  | Stabilization measures for erosion and sedimentation control |  | 0 | 0 |  | 0 | 0 | 0 | 0 | 0 | 0 | 0 | 0 | 0 | 0 | 0 | 0 | 0 | 0 | 0 | 0 | STD | Year 2020 | National Average
0 | 312514160010 |  |  | Rolled erosion control mats and blankets |  | 0 | 0 |  | 0 | 0 | 0 | 0 | 0 | 0 | 0 | 0 | 0 | 0 | 0 | 0 | 0 | 0 | 0 | 0 | STD | Year 2020 | National Average
0 | 312514160020 |  |  | Synthetic erosion control, jute mesh, 100 SY per roll, 4' wide, stapled | B80A | 2400 | 0.01 | S.Y. | 1.03 | 0.42 | 0.34 | 1.79 | 0 | 0 | 0 | 0 | 1.13 | 0.63 | 0.38 | 2.14 | 0 | 0 | 0 | 0 | STD | Year 2020 | National Average
0 | 312514160070 |  |  | Synthetic erosion control, paper biodegradable mesh | B1 | 2500 | 0.01 | S.Y. | 0.18 | 0.41 | 0 | 0.59 | 0 | 0 | 0 | 0 | 0.2 | 0.62 | 0 | 0.82 | 0 | 0 | 0 | 0 | STD | Year 2020 | National Average
0 | 312514160080 |  |  | Synthetic erosion control, paper mulch | B64 | 20000 | 0 | S.Y. | 0.16 | 0.04 | 0.02 | 0.22 | 0 | 0 | 0 | 0 | 0.18 | 0.05 | 0.02 | 0.25 | 0 | 0 | 0 | 0 | STD | Year 2020 | National Average
0 | 312514160100 |  |  | Synthetic erosion control, plastic netting, 20 mil, 2" x 1" mesh, stapled | B1 | 2500 | 0.01 | S.Y. | 0.27 | 0.41 | 0 | 0.68 | 0 | 0 | 0 | 0 | 0.3 | 0.62 | 0 | 0.92 | 0 | 0 | 0 | 0 | STD | Year 2020 | National Average
0 | 312514160200 |  |  | Synthetic erosion control, polypropylene mesh, stapled, 6.5 oz./ S.Y. | B1 | 2500 | 0.01 | S.Y. | 1.7 | 0.41 | 0 | 2.11 | 0 | 0 | 0 | 0 | 1.87 | 0.62 | 0 | 2.49 | 0 | 0 | 0 | 0 | STD | Year 2020 | National Average
0 | 312514160300 |  |  | Synthetic erosion control, tobacco netting, or jute mesh #2, stapled | B1 | 2500 | 0.01 | S.Y. | 0.31 | 0.41 | 0 | 0.72 | 0 | 0 | 0 | 0 | 0.34 | 0.62 | 0 | 0.96 | 0 | 0 | 0 | 0 | STD | Year 2020 | National Average
0 | 312514160600 |  |  | Biodegradable Log, straw in polymeric netting, 9" diam | A2 | 1000 | 0.02 | L.F. | 6.45 | 1.05 | 0.2 | 7.7 | 0 | 0 | 0 | 0 | 7.1 | 1.58 | 0.22 | 8.9 | 0 | 0 | 0 | 0 | STD | Year 2020 | National Average
0 | 312514160705 |  |  | Compost or Mulch Filter Sock, 9" diam | A2 | 1000 | 0.02 | L.F. | 3.5 | 1.05 | 0.2 | 4.75 | 0 | 0 | 0 | 0 | 3.85 | 1.58 | 0.22 | 5.65 | 0 | 0 | 0 | 0 | STD | Year 2020 | National Average
0 | 312514160710 |  |  | Compost or Mulch Filter Sock, 9" diam | A2 | 1000 | 0.02 | L.F. | 4.95 | 1.05 | 0.2 | 6.2 | 0 | 0 | 0 | 0 | 5.45 | 1.58 | 0.22 | 7.25 | 0 | 0 | 0 | 0 | STD | Year 2020 | National Average
0 | 312514161000 |  |  | Synthetic erosion control, silt fence, install and maintain, remove, 3' high | B62 | 1300 | 0.02 | L.F. | 0.45 | 0.84 | 0.14 | 1.43 | 0 | 0 | 0 | 0 | 0.5 | 1.27 | 0.15 | 1.92 | 0 | 0 | 0 | 0 | STD | Year 2020 | National Average
0 | 312300000000 |  |  | Excavation and fill |  | 0 | 0 |  | 0 | 0 | 0 | 0 | 0 | 0 | 0 | 0 | 0 | 0 | 0 | 0 | 0 | 0 | 0 | 0 | STD | Year 2020 | National Average
0 | 312316000000 |  |  | Excavation |  | 0 | 0 |  | 0 | 0 | 0 | 0 | 0 | 0 | 0 | 0 | 0 | 0 | 0 | 0 | 0 | 0 | 0 | 0 | STD | Year 2020 | National Average
0 | 312316130010 |  |  | Excavating, trench or continuous footing |  | 0 | 0 |  | 0 | 0 | 0 | 0 | 0 | 0 | 0 | 0 | 0 | 0 | 0 | 0 | 0 | 0 | 0 | 0 | STD | Year 2020 | National Average
0 | 312316130011 |  |  | Or continuous footing |  | 0 | 0 |  | 0 | 0 | 0 | 0 | 0 | 0 | 0 | 0 | 0 | 0 | 0 | 0 | 0 | 0 | 0 | 0 | STD | Year 2020 | National Average
0 | 312316130020 |  |  | Excavating, trench or continuous footing, common earth, excludes sheeting or dewatering |  | 0 | 0 |  | 0 | 0 | 0 | 0 | 0 | 0 | 0 | 0 | 0 | 0 | 0 | 0 | 0 | 0 | 0 | 0 | STD | Year 2020 | National Average
0 | 312316130050 |  |  | Excavating, trench or continuous footing, common earth, 3/8 C.Y. excavator, 1' to 4' deep, excludes sheeting or dewatering | B11C | 150 | 0.11 | B.C.Y. | 0 | 5.25 | 1.43 | 6.68 | 0 | 0 | 0 | 0 | 0 | 7.9 | 1.57 | 9.47 | 0 | 0 | 0 | 0 | STD | Year 2020 | National Average
0 | 312316130060 |  |  | Excavating, trench or continuous footing, common earth, 1/2 C.Y. excavator, 1' to 4' deep, excludes sheeting or dewatering | B11M | 200 | 0.08 | B.C.Y. | 0 | 3.95 | 1.16 | 5.11 | 0 | 0 | 0 | 0 | 0 | 5.9 | 1.28 | 7.18 | 0 | 0 | 0 | 0 | STD | Year 2020 | National Average
0 | 312316130090 |  |  | Excavating, trench or continuous footing, common earth, 1/2 C.Y. excavator, 4' to 6' deep, excludes sheeting or dewatering | B11M | 200 | 0.08 | B.C.Y. | 0 | 3.95 | 1.16 | 5.11 | 0 | 0 | 0 | 0 | 0 | 5.9 | 1.28 | 7.18 | 0 | 0 | 0 | 0 | STD | Year 2020 | National Average
0 | 312316130100 |  |  | Excavating, trench or continuous footing, common earth, 5/8 C.Y. excavator, 4' to 6' deep, excludes sheeting or dewatering | B12Q | 250 | 0.06 | B.C.Y. | 0 | 3.24 | 2.39 | 5.63 | 0 | 0 | 0 | 0 | 0 | 4.86 | 2.63 | 7.49 | 0 | 0 | 0 | 0 | STD | Year 2020 | National Average
0 | 312316130110 |  |  | Excavating, trench or continuous footing, common earth, 3/4 C.Y. excavator, 4' to 6' deep, excavator, excludes sheeting or dewatering | B12F | 300 | 0.05 | B.C.Y. | 0 | 2.7 | 2.31 | 5.01 | 0 | 0 | 0 | 0 | 0 | 4.05 | 2.55 | 6.6 | 0 | 0 | 0 | 0 | STD | Year 2020 | National Average
0 | 312316130300 |  |  | Excavating, trench or continuous footing, common earth, 1/2 C.Y. excavator, truck mounted, 4' to 6' deep, excludes sheeting or dewatering | B12J | 200 | 0.08 | B.C.Y. | 0 | 4.05 | 4.23 | 8.28 | 0 | 0 | 0 | 0 | 0 | 6.05 | 4.66 | 10.71 | 0 | 0 | 0 | 0 | STD | Year 2020 | National Average
0 | 312316130500 |  |  | Excavating, trench or continuous footing, common earth, 3/4 C.Y. excavator, 6' to 10' deep, excludes sheeting or dewatering | B12F | 225 | 0.07 | B.C.Y. | 0 | 3.6 | 3.09 | 6.69 | 0 | 0 | 0 | 0 | 0 | 5.4 | 3.39 | 8.79 | 0 | 0 | 0 | 0 | STD | Year 2020 | National Average
0 | 312316130510 |  |  | Excavating, trench or continuous footing, common earth, 1 C.Y. excavator, 6' to 10' deep, excludes sheeting or dewatering | B12A | 400 | 0.04 | B.C.Y. | 0 | 2.03 | 1.99 | 4.02 | 0 | 0 | 0 | 0 | 0 | 3.04 | 2.19 | 5.23 | 0 | 0 | 0 | 0 | STD | Year 2020 | National Average
0 | 312316130600 |  |  | Excavating, trench or continuous footing, common earth, 1 C.Y. excavator, truck mounted, 6' to 10' deep, excludes sheeting or dewatering | B12K | 400 | 0.04 | B.C.Y. | 0 | 2.03 | 2.43 | 4.46 | 0 | 0 | 0 | 0 | 0 | 3.04 | 2.68 | 5.72 | 0 | 0 | 0 | 0 | STD | Year 2020 | National Average
0 | 312316130610 |  |  | Excavating, trench or continuous footing, common earth, 1-1/2 C.Y. excavator, 6' to 10' deep, excludes sheeting or dewatering | B12B | 600 | 0.03 | B.C.Y. | 0 | 1.35 | 1.15 | 2.5 | 0 | 0 | 0 | 0 | 0 | 2.02 | 1.26 | 3.28 | 0 | 0 | 0 | 0 | STD | Year 2020 | National Average
0 | 312316130900 |  |  | Excavating, trench or continuous footing, common earth, 3/4 C.Y. excavator, 10' to 14' deep, excludes sheeting or dewatering | B12F | 200 | 0.08 | B.C.Y. | 0 | 4.05 | 3.47 | 7.52 | 0 | 0 | 0 | 0 | 0 | 6.05 | 3.82 | 9.87 | 0 | 0 | 0 | 0 | STD | Year 2020 | National Average
0 | 312316130910 |  |  | Excavating, trench or continuous footing, common earth, 1 C.Y. excavator, 10' to 14' deep, excludes sheeting or dewatering | B12A | 360 | 0.04 | B.C.Y. | 0 | 2.25 | 2.21 | 4.46 | 0 | 0 | 0 | 0 | 0 | 3.37 | 2.43 | 5.8 | 0 | 0 | 0 | 0 | STD | Year 2020 | National Average
0 | 312316131000 |  |  | Excavating, trench or continuous footing, common earth, 1-1/2 C.Y. excavator, 10' to 14' deep, excludes sheeting or dewatering | B12B | 540 | 0.03 | B.C.Y. | 0 | 1.5 | 1.27 | 2.77 | 0 | 0 | 0 | 0 | 0 | 2.25 | 1.4 | 3.65 | 0 | 0 | 0 | 0 | STD | Year 2020 | National Average
0 | 312316131300 |  |  | Excavating, trench or continuous footing, common earth, 1 C.Y. excavator, 14' to 20' deep, excludes sheeting or dewatering | B12A | 320 | 0.05 | B.C.Y. | 0 | 2.53 | 2.49 | 5.02 | 0 | 0 | 0 | 0 | 0 | 3.79 | 2.73 | 6.52 | 0 | 0 | 0 | 0 | STD | Year 2020 | National Average
0 | 312316131310 |  |  | Excavating, trench or continuous footing, common earth, 1-1/2 C.Y. excavator, 14' to 20' deep, excludes sheeting or dewatering | B12B | 480 | 0.03 | B.C.Y. | 0 | 1.69 | 1.43 | 3.12 | 0 | 0 | 0 | 0 | 0 | 2.53 | 1.58 | 4.11 | 0 | 0 | 0 | 0 | STD | Year 2020 | National Average
0 | 312316131320 |  |  | Excavating, trench or continuous footing, common earth, 2-1/2 C.Y. excavator, 14' to 20' deep, excludes sheeting or dewatering | B12S | 765 | 0.02 | B.C.Y. | 0 | 1.06 | 1.92 | 2.98 | 0 | 0 | 0 | 0 | 0 | 1.59 | 2.11 | 3.7 | 0 | 0 | 0 | 0 | STD | Year 2020 | National Average
0 | 312316131340 |  |  | Excavating, trench or continuous footing, common earth, 1 C.Y. excavator, 20' to 24' deep, excludes sheeting or dewatering | B12A | 288 | 0.06 | B.C.Y. | 0 | 2.81 | 2.76 | 5.57 | 0 | 0 | 0 | 0 | 0 | 4.22 | 3.04 | 7.26 | 0 | 0 | 0 | 0 | STD | Year 2020 | National Average
0 | 312316131342 |  |  | Excavating, trench or continuous footing, common earth, 1-1/2 C.Y. excavator, 20' to 24' deep, excludes sheeting or dewatering | B12B | 432 | 0.04 | B.C.Y. | 0 | 1.88 | 1.59 | 3.47 | 0 | 0 | 0 | 0 | 0 | 2.81 | 1.75 | 4.56 | 0 | 0 | 0 | 0 | STD | Year 2020 | National Average
0 | 312316131344 |  |  | Excavating, trench or continuous footing, common earth, 2-1/2 C.Y. excavator, 20' to 24' deep, excludes sheeting or dewatering | B12S | 685 | 0.02 | B.C.Y. | 0 | 1.18 | 2.14 | 3.32 | 0 | 0 | 0 | 0 | 0 | 1.77 | 2.35 | 4.12 | 0 | 0 | 0 | 0 | STD | Year 2020 | National Average
0 | 312316131352 |  |  | Excavating, trench or continuous footing, common earth, 1/2 C.Y. excavator, 4' to 6' deep, includes trench box, excludes dewatering | B13H | 188 | 0.09 | B.C.Y. | 0 | 4.31 | 5.15 | 9.46 | 0 | 0 | 0 | 0 | 0 | 6.45 | 5.65 | 12.1 | 0 | 0 | 0 | 0 | STD | Year 2020 | National Average
0 | 312316131354 |  |  | Excavating, trench or continuous footing, common earth, 5/8 C.Y. excavator, 4' to 6' deep, includes trench box, excludes dewatering | B13H | 235 | 0.07 | B.C.Y. | 0 | 3.45 | 4.1 | 7.55 | 0 | 0 | 0 | 0 | 0 | 5.15 | 4.51 | 9.66 | 0 | 0 | 0 | 0 | STD | Year 2020 | National Average
0 | 312316131356 |  |  | Excavating, trench or continuous footing, common earth, 3/4 C.Y. excavator, 4' to 6' deep, includes trench box, excludes dewatering | B13G | 282 | 0.06 | B.C.Y. | 0 | 2.87 | 2.88 | 5.75 | 0 | 0 | 0 | 0 | 0 | 4.31 | 3.17 | 7.48 | 0 | 0 | 0 | 0 | STD | Year 2020 | National Average
0 | 312316131362 |  |  | Excavating, trench or continuous footing, common earth, 3/4 C.Y. excavator, 6' to 10' deep, includes trench box, excludes dewatering | B13G | 212 | 0.07 | B.C.Y. | 0 | 3.82 | 3.83 | 7.65 | 0 | 0 | 0 | 0 | 0 | 5.75 | 4.21 | 9.96 | 0 | 0 | 0 | 0 | STD | Year 2020 | National Average
0 | 312316131370 |  |  | Excavating, trench or continuous footing, common earth, 1 C.Y. excavator, 6' to 10' deep, includes trench box, excludes dewatering | B13D | 376 | 0.04 | B.C.Y. | 0 | 2.16 | 2.43 | 4.59 | 0 | 0 | 0 | 0 | 0 | 3.23 | 2.67 | 5.9 | 0 | 0 | 0 | 0 | STD | Year 2020 | National Average
0 | 312316131371 |  |  | Excavating, trench or continuous footing, common earth, 1-1/2 C.Y. excavator, 6' to 10' deep, includes trench box, excludes dewatering | B13E | 564 | 0.03 | B.C.Y. | 0 | 1.44 | 1.43 | 2.87 | 0 | 0 | 0 | 0 | 0 | 2.15 | 1.57 | 3.72 | 0 | 0 | 0 | 0 | STD | Year 2020 | National Average
0 | 312316131374 |  |  | Excavating, trench or continuous footing, common earth, 3/4 C.Y. excavator, 10' to 14' deep, includes trench box, excludes dewatering | B13G | 188 | 0.09 | B.C.Y. | 0 | 4.31 | 4.32 | 8.63 | 0 | 0 | 0 | 0 | 0 | 6.45 | 4.75 | 11.2 | 0 | 0 | 0 | 0 | STD | Year 2020 | National Average
0 | 312316131375 |  |  | Excavating, trench or continuous footing, common earth, 1 C.Y. excavator, 10' to 14' deep, includes trench box, excludes dewatering | B13D | 338 | 0.05 | B.C.Y. | 0 | 2.4 | 2.7 | 5.1 | 0 | 0 | 0 | 0 | 0 | 3.59 | 2.97 | 6.56 | 0 | 0 | 0 | 0 | STD | Year 2020 | National Average
0 | 312316131376 |  |  | Excavating, trench or continuous footing, common earth, 1-1/2 C.Y. excavator, 10' to 14' deep, includes trench box, excludes dewatering | B13E | 508 | 0.03 | B.C.Y. | 0 | 1.6 | 1.59 | 3.19 | 0 | 0 | 0 | 0 | 0 | 2.39 | 1.74 | 4.13 | 0 | 0 | 0 | 0 | STD | Year 2020 | National Average
0 | 312316131381 |  |  | Excavating, trench or continuous footing, common earth, 1 C.Y. excavator, 14' to 20' deep, includes trench box, excludes dewatering | B13D | 301 | 0.05 | B.C.Y. | 0 | 2.69 | 3.03 | 5.72 | 0 | 0 | 0 | 0 | 0 | 4.03 | 3.34 | 7.37 | 0 | 0 | 0 | 0 | STD | Year 2020 | National Average
0 | 312316131382 |  |  | Excavating, trench or continuous footing, common earth, 1-1/2 C.Y. excavator, 14' to 20' deep, includes trench box, excludes dewatering | B13E | 451 | 0.04 | B.C.Y. | 0 | 1.8 | 1.79 | 3.59 | 0 | 0 | 0 | 0 | 0 | 2.69 | 1.96 | 4.65 | 0 | 0 | 0 | 0 | STD | Year 2020 | National Average
0 | 312316131383 |  |  | Excavating, trench or continuous footing, common earth, 2-1/2 C.Y. excavator, 14' to 20' deep, includes trench box, excludes dewatering | B13J | 720 | 0.02 | B.C.Y. | 0 | 1.13 | 2.2 | 3.33 | 0 | 0 | 0 | 0 | 0 | 1.69 | 2.42 | 4.11 | 0 | 0 | 0 | 0 | STD | Year 2020 | National Average
0 | 312316131386 |  |  | Excavating, trench or continuous footing, common earth, 1 C.Y. excavator, 20' to 24' deep, includes trench box, excludes dewatering | B13D | 271 | 0.06 | B.C.Y. | 0 | 2.99 | 3.37 | 6.36 | 0 | 0 | 0 | 0 | 0 | 4.48 | 3.71 | 8.19 | 0 | 0 | 0 | 0 | STD | Year 2020 | National Average
0 | 312316131387 |  |  | Excavating, trench or continuous footing, common earth, 1-1/2 C.Y. excavator, 20' to 24' deep, includes trench box, excludes dewatering | B13E | 406 | 0.04 | B.C.Y. | 0 | 2 | 1.98 | 3.98 | 0 | 0 | 0 | 0 | 0 | 2.99 | 2.18 | 5.17 | 0 | 0 | 0 | 0 | STD | Year 2020 | National Average
0 | 312316131388 |  |  | Excavating, trench or continuous footing, common earth, 2-1/2 C.Y. excavator, 20' to 24' deep, includes trench box, excludes dewatering | B13J | 645 | 0.03 | B.C.Y. | 0 | 1.26 | 2.45 | 3.71 | 0 | 0 | 0 | 0 | 0 | 1.88 | 2.7 | 4.58 | 0 | 0 | 0 | 0 | STD | Year 2020 | National Average
0 | 312316131391 |  |  | Excavating, trench, shoring, SF, 4' width, loose material SF protected wall, includes installation & rent for first day, excludes dewatering | B6 | 3200 | 0.01 | SF Wall | 0.51 | 0.34 | 0.07 | 0.92 | 0 | 0 | 0 | 0 | 0.56 | 0.51 | 0.07 | 1.14 | 0 | 0 | 0 | 0 | STD | Year 2020 | National Average
0 | 312316131392 |  |  | Excavating, trench, shoring, SF, 4' width, loose material SF protected wall, excludes installation & dewatering, rent per week after first day |  | 0 | 0 | SF Wall | 1.4 | 0 | 0 | 1.4 | 0 | 0 | 0 | 0 | 1.54 | 0 | 0 | 1.54 | 0 | 0 | 0 | 0 | STD | Year 2020 | National Average
0 | 312316131395 |  |  | Excavating, trench, hydraulic shoring, SF, 4' width, stable material SF protected wall, includes installation & rent for first day, excludes dewatering | 2 Clab | 2700 | 0.01 | SF Wall | 0.2 | 0.25 | 0 | 0.45 | 0 | 0 | 0 | 0 | 0.22 | 0.38 | 0 | 0.6 | 0 | 0 | 0 | 0 | STD | Year 2020 | National Average
0 | 312316131397 |  |  | Excavating, trench, hydraulic shoring, SF, 4' width, semi-stable material SF protected wall, includes installation & rent for first day, excludes dewatering | 2 Clab | 2400 | 0.01 | SF Wall | 0.28 | 0.28 | 0 | 0.56 | 0 | 0 | 0 | 0 | 0.31 | 0.42 | 0 | 0.73 | 0 | 0 | 0 | 0 | STD | Year 2020 | National Average
0 | 312316131398 |  |  | Excavating, trench, hydraulic shoring, SF, 4' width, stable material SF protected wall, excludes installation & dewatering, rent only after first day |  | 0 | 0 | SF Wall | 0.32 | 0 | 0 | 0.32 | 0 | 0 | 0 | 0 | 0.36 | 0 | 0 | 0.36 | 0 | 0 | 0 | 0 | STD | Year 2020 | National Average
0 | 312316131399 |  |  | Excavating, trench, hydraulic shoring, SF, 4' width, semi-stable material SF protected wall, excludes installation & dewatering, rent only after first day |  | 0 | 0 | SF Wall | 0.41 | 0 | 0 | 0.41 | 0 | 0 | 0 | 0 | 0.45 | 0 | 0 | 0.45 | 0 | 0 | 0 | 0 | STD | Year 2020 | National Average
0 | 312316131400 |  |  | Excavating, trench or continuous footing, common earth, by hand with pick and shovel, 2' to 6' deep, light soil, excludes sheeting or dewatering | 1 Clab | 8 | 1 | B.C.Y. | 0 | 42 | 0 | 42 | 0 | 0 | 0 | 0 | 0 | 63.5 | 0 | 63.5 | 0 | 0 | 0 | 0 | STD | Year 2020 | National Average
0 | 312316131500 |  |  | Excavating, trench or continuous footing, common earth, by hand with pick and shovel, 2' to 6' deep, heavy soil, excludes sheeting or dewatering | 1 Clab | 4 | 2 | B.C.Y. | 0 | 84 | 0 | 84 | 0 | 0 | 0 | 0 | 0 | 127 | 0 | 127 | 0 | 0 | 0 | 0 | STD | Year 2020 | National Average
0 | 312316131700 |  |  | Excavating, trench or continuous footing, common earth, for tamping backfilled trenches, 6" lift, air tamped, excludes sheeting or dewatering, add | A1G | 100 | 0.08 | E.C.Y. | 0 | 3.37 | 0.54 | 3.91 | 0 | 0 | 0 | 0 | 0 | 5.05 | 0.59 | 5.64 | 0 | 0 | 0 | 0 | STD | Year 2020 | National Average
0 | 312316131900 |  |  | Excavating, trench or continuous footing, common earth, for tamping backfilled trenches, 6" lift, vibrating plate, excludes sheeting or dewatering, add | B18 | 180 | 0.13 | E.C.Y. | 0 | 5.7 | 0.92 | 6.62 | 0 | 0 | 0 | 0 | 0 | 8.55 | 1.01 | 9.56 | 0 | 0 | 0 | 0 | STD | Year 2020 | National Average
0 | 312316132100 |  |  | Excavating, trench or continuous footing, common earth, trim sides and bottom for concrete pours, excludes sheeting or dewatering | B18 | 1500 | 0.02 | S.F. | 0 | 0.68 | 0.11 | 0.79 | 0 | 0 | 0 | 0 | 0 | 1.03 | 0.12 | 1.15 | 0 | 0 | 0 | 0 | STD | Year 2020 | National Average
0 | 312316132300 |  |  | Excavating, trench or continuous footing, hardpan, trim sides and bottom for concrete pours, excludes sheeting or dewatering | B18 | 600 | 0.04 | S.F. | 0 | 1.71 | 0.28 | 1.99 | 0 | 0 | 0 | 0 | 0 | 2.57 | 0.3 | 2.87 | 0 | 0 | 0 | 0 | STD | Year 2020 | National Average
0 | 312316133000 |  |  | Excavating, trench backfill, 1 C.Y. bucket, front end loader, wheel mounted, excludes dewatering |  | 0 | 0 |  | 0 | 0 | 0 | 0 | 0 | 0 | 0 | 0 | 0 | 0 | 0 | 0 | 0 | 0 | 0 | 0 | STD | Year 2020 | National Average
0 | 312316133020 |  |  | Excavating, trench backfill, 1 C.Y. bucket, minimal haul, front end loader, wheel mounted, excludes dewatering | B10R | 400 | 0.03 | L.C.Y. | 0 | 1.56 | 0.76 | 2.32 | 0 | 0 | 0 | 0 | 0 | 2.33 | 0.83 | 3.16 | 0 | 0 | 0 | 0 | STD | Year 2020 | National Average
0 | 312316133040 |  |  | Excavating, trench backfill, 1 C.Y. bucket, 100' haul, front end loader, wheel mounted, excludes dewatering | B10R | 200 | 0.06 | L.C.Y. | 0 | 3.11 | 1.51 | 4.62 | 0 | 0 | 0 | 0 | 0 | 4.66 | 1.66 | 6.32 | 0 | 0 | 0 | 0 | STD | Year 2020 | National Average
0 | 312316133080 |  |  | Excavating, trench backfill, 2-1/4 C.Y. bucket, minimal haul, front end loader, wheel mounted, excludes dewatering | B10T | 600 | 0.02 | L.C.Y. | 0 | 1.04 | 1.17 | 2.21 | 0 | 0 | 0 | 0 | 0 | 1.55 | 1.29 | 2.84 | 0 | 0 | 0 | 0 | STD | Year 2020 | National Average
0 | 312316133090 |  |  | Excavating, trench backfill, 2-1/4 C.Y. bucket, 100' haul, front end loader, wheel mounted, excludes dewatering | B10T | 300 | 0.04 | L.C.Y. | 0 | 2.07 | 2.34 | 4.41 | 0 | 0 | 0 | 0 | 0 | 3.11 | 2.57 | 5.68 | 0 | 0 | 0 | 0 | STD | Year 2020 | National Average
0 | 312316135020 |  |  | Excavating, trench or continuous footing, loam or sandy clay, excludes sheeting or dewatering |  | 0 | 0 |  | 0 | 0 | 0 | 0 | 0 | 0 | 0 | 0 | 0 | 0 | 0 | 0 | 0 | 0 | 0 | 0 | STD | Year 2020 | National Average
0 | 312316135050 |  |  | Excavating, trench or continuous footing, loam or sandy clay, 3/8 C.Y. excavator, 1' to 4' deep, excludes sheeting or dewatering | B11C | 162 | 0.1 | B.C.Y. | 0 | 4.88 | 1.32 | 6.2 | 0 | 0 | 0 | 0 | 0 | 7.3 | 1.45 | 8.75 | 0 | 0 | 0 | 0 | STD | Year 2020 | National Average
0 | 312316135060 |  |  | Excavating, trench or continuous footing, loam or sandy clay, 1/2 C.Y. excavator, 1' to 4' deep, excludes sheeting or dewatering | B11M | 216 | 0.07 | B.C.Y. | 0 | 3.66 | 1.08 | 4.74 | 0 | 0 | 0 | 0 | 0 | 5.5 | 1.18 | 6.68 | 0 | 0 | 0 | 0 | STD | Year 2020 | National Average
0 | 312316135080 |  |  | Excavating, trench or continuous footing, loam or sandy clay, 1/2 C.Y. excavator, 4' to 6' deep, excludes sheeting or dewatering | B11M | 216 | 0.07 | B.C.Y. | 0 | 3.66 | 1.08 | 4.74 | 0 | 0 | 0 | 0 | 0 | 5.5 | 1.18 | 6.68 | 0 | 0 | 0 | 0 | STD | Year 2020 | National Average
0 | 312316135090 |  |  | Excavating, trench or continuous footing, loam or sandy clay, 5/8 C.Y. excavator, 4' to 6' deep, excludes sheeting or dewatering | B12Q | 276 | 0.06 | B.C.Y. | 0 | 2.94 | 2.17 | 5.11 | 0 | 0 | 0 | 0 | 0 | 4.4 | 2.38 | 6.78 | 0 | 0 | 0 | 0 | STD | Year 2020 | National Average
0 | 312316135100 |  |  | Excavating, trench or continuous footing, loam or sandy clay, 3/4 C.Y. excavator, 4' to 6' deep, excludes sheeting or dewatering | B12F | 324 | 0.05 | B.C.Y. | 0 | 2.5 | 2.14 | 4.64 | 0 | 0 | 0 | 0 | 0 | 3.75 | 2.36 | 6.11 | 0 | 0 | 0 | 0 | STD | Year 2020 | National Average
0 | 312316135130 |  |  | Excavating, trench or continuous footing, loam or sandy clay, 1/2 C.Y. excavator, truck mounted, 4' to 6' deep, excludes sheeting or dewatering | B12J | 216 | 0.07 | B.C.Y. | 0 | 3.75 | 3.92 | 7.67 | 0 | 0 | 0 | 0 | 0 | 5.6 | 4.31 | 9.91 | 0 | 0 | 0 | 0 | STD | Year 2020 | National Average
0 | 312316135140 |  |  | Excavating, trench or continuous footing, loam or sandy clay, 3/4 C.Y. excavator, 6' to 10' deep, excludes sheeting or dewatering | B12F | 243 | 0.07 | B.C.Y. | 0 | 3.33 | 2.86 | 6.19 | 0 | 0 | 0 | 0 | 0 | 5 | 3.14 | 8.14 | 0 | 0 | 0 | 0 | STD | Year 2020 | National Average
0 | 312316135150 |  |  | Excavating, trench or continuous footing, loam or sandy clay, 1 C.Y. excavator, 6' to 10' deep, excludes sheeting or dewatering | B12A | 432 | 0.04 | B.C.Y. | 0 | 1.88 | 1.84 | 3.72 | 0 | 0 | 0 | 0 | 0 | 2.81 | 2.03 | 4.84 | 0 | 0 | 0 | 0 | STD | Year 2020 | National Average
0 | 312316135160 |  |  | Excavating, trench or continuous footing, loam or sandy clay, 1 C.Y. excavator, truck mounted, 6' to 10' deep, excludes sheeting or dewatering | B12K | 432 | 0.04 | B.C.Y. | 0 | 1.88 | 2.25 | 4.13 | 0 | 0 | 0 | 0 | 0 | 2.81 | 2.48 | 5.29 | 0 | 0 | 0 | 0 | STD | Year 2020 | National Average
0 | 312316135170 |  |  | Excavating, trench or continuous footing, loam or sandy clay, 1-1/2 C.Y. excavator, 6' to 10' deep, excludes sheeting or dewatering | B12B | 648 | 0.03 | B.C.Y. | 0 | 1.25 | 1.06 | 2.31 | 0 | 0 | 0 | 0 | 0 | 1.87 | 1.17 | 3.04 | 0 | 0 | 0 | 0 | STD | Year 2020 | National Average
0 | 312316135190 |  |  | Excavating, trench or continuous footing, loam or sandy clay, 3/4 C.Y. excavator, 10' to 14' deep, excludes sheeting or dewatering | B12F | 216 | 0.07 | B.C.Y. | 0 | 3.75 | 3.21 | 6.96 | 0 | 0 | 0 | 0 | 0 | 5.6 | 3.54 | 9.14 | 0 | 0 | 0 | 0 | STD | Year 2020 | National Average
0 | 312316135200 |  |  | Excavating, trench or continuous footing, loam or sandy clay, 1 C.Y. bucket, 10' to 14' deep, excludes sheeting or dewatering | B12A | 389 | 0.04 | B.C.Y. | 0 | 2.08 | 2.04 | 4.12 | 0 | 0 | 0 | 0 | 0 | 3.12 | 2.25 | 5.37 | 0 | 0 | 0 | 0 | STD | Year 2020 | National Average
0 | 312316135210 |  |  | Excavating, trench or continuous footing, loam or sandy clay, 1-1/2 C.Y. bucket, 10' to 14' deep, excludes sheeting or dewatering | B12B | 583 | 0.03 | B.C.Y. | 0 | 1.39 | 1.18 | 2.57 | 0 | 0 | 0 | 0 | 0 | 2.08 | 1.3 | 3.38 | 0 | 0 | 0 | 0 | STD | Year 2020 | National Average
0 | 312316135250 |  |  | Excavating, trench or continuous footing, loam or sandy clay, 1 C.Y. bucket, 14' to 20' deep, excludes sheeting or dewatering | B12A | 346 | 0.05 | B.C.Y. | 0 | 2.34 | 2.3 | 4.64 | 0 | 0 | 0 | 0 | 0 | 3.51 | 2.53 | 6.04 | 0 | 0 | 0 | 0 | STD | Year 2020 | National Average
0 | 312316135260 |  |  | Excavating, trench or continuous footing, loam or sandy clay, 1-1/2 C.Y. excavator, 14' to 20' deep, excludes sheeting or dewatering | B12B | 518 | 0.03 | B.C.Y. | 0 | 1.56 | 1.33 | 2.89 | 0 | 0 | 0 | 0 | 0 | 2.34 | 1.46 | 3.8 | 0 | 0 | 0 | 0 | STD | Year 2020 | National Average
0 | 312316135270 |  |  | Excavating, trench or continuous footing, loam or sandy clay, 2-1/2 C.Y. excavator, 14' to 20' deep, excludes sheeting or dewatering | B12S | 826 | 0.02 | B.C.Y. | 0 | 0.98 | 1.77 | 2.75 | 0 | 0 | 0 | 0 | 0 | 1.47 | 1.95 | 3.42 | 0 | 0 | 0 | 0 | STD | Year 2020 | National Average
0 | 312316135300 |  |  | Excavating, trench or continuous footing, loam or sandy clay, 1 C.Y. excavator, 20' to 24' deep, excludes sheeting or dewatering | B12A | 311 | 0.05 | B.C.Y. | 0 | 2.61 | 2.56 | 5.17 | 0 | 0 | 0 | 0 | 0 | 3.9 | 2.81 | 6.71 | 0 | 0 | 0 | 0 | STD | Year 2020 | National Average
0 | 312316135310 |  |  | Excavating, trench or continuous footing, loam or sandy clay, 1-1/2 C.Y. excavator, 20' to 24' deep, excludes sheeting or dewatering | B12B | 467 | 0.03 | B.C.Y. | 0 | 1.74 | 1.47 | 3.21 | 0 | 0 | 0 | 0 | 0 | 2.6 | 1.62 | 4.22 | 0 | 0 | 0 | 0 | STD | Year 2020 | National Average
0 | 312316135320 |  |  | Excavating, trench or continuous footing, loam or sandy clay, 2-1/2 C.Y. excavator, 20' to 24' deep, excludes sheeting or dewatering | B12S | 740 | 0.02 | B.C.Y. | 0 | 1.1 | 1.98 | 3.08 | 0 | 0 | 0 | 0 | 0 | 1.64 | 2.18 | 3.82 | 0 | 0 | 0 | 0 | STD | Year 2020 | National Average
0 | 312316135352 |  |  | Excavating, trench or continuous footing, loam or sandy clay, 4' to 6' deep, 1/2 C.Y. excavator, includes trench box, excludes dewatering | B13H | 205 | 0.08 | B.C.Y. | 0 | 3.95 | 4.7 | 8.65 | 0 | 0 | 0 | 0 | 0 | 5.9 | 5.15 | 11.05 | 0 | 0 | 0 | 0 | STD | Year 2020 | National Average
0 | 312316135354 |  |  | Excavating, trench or continuous footing, loam or sandy clay, 4' to 6' deep, 5/8 C.Y. excavator, includes trench box, excludes dewatering | B13H | 257 | 0.06 | B.C.Y. | 0 | 3.15 | 3.75 | 6.9 | 0 | 0 | 0 | 0 | 0 | 4.72 | 4.13 | 8.85 | 0 | 0 | 0 | 0 | STD | Year 2020 | National Average
0 | 312316135356 |  |  | Excavating, trench or continuous footing, loam or sandy clay, 4' to 6' deep, 3/4 C.Y. excavator, includes trench box, excludes dewatering | B13G | 308 | 0.05 | B.C.Y. | 0 | 2.63 | 2.64 | 5.27 | 0 | 0 | 0 | 0 | 0 | 3.94 | 2.9 | 6.84 | 0 | 0 | 0 | 0 | STD | Year 2020 | National Average
0 | 312316135362 |  |  | Excavating, trench or continuous footing, loam or sandy clay, 3/4 C.Y. excavator, 6' to 10' deep, includes trench box, excludes dewatering | B13G | 231 | 0.07 | B.C.Y. | 0 | 3.51 | 3.51 | 7.02 | 0 | 0 | 0 | 0 | 0 | 5.25 | 3.87 | 9.12 | 0 | 0 | 0 | 0 | STD | Year 2020 | National Average
0 | 312316135364 |  |  | Excavating, trench or continuous footing, loam or sandy clay, 1 C.Y. excavator, 6' to 10' deep, includes trench box, excludes dewatering | B13D | 410 | 0.04 | B.C.Y. | 0 | 1.98 | 2.23 | 4.21 | 0 | 0 | 0 | 0 | 0 | 2.96 | 2.45 | 5.41 | 0 | 0 | 0 | 0 | STD | Year 2020 | National Average
0 | 312316135366 |  |  | Excavating, trench or continuous footing, loam or sandy clay, 1-1/2 C.Y. excavator, 6' to 10' deep, includes trench box, excludes dewatering | B13E | 616 | 0.03 | B.C.Y. | 0 | 1.32 | 1.31 | 2.63 | 0 | 0 | 0 | 0 | 0 | 1.97 | 1.44 | 3.41 | 0 | 0 | 0 | 0 | STD | Year 2020 | National Average
0 | 312316135370 |  |  | Excavating, trench or continuous footing, loam or sandy clay, 3/4 C.Y. excavator, 10' to 14' deep, includes trench box, excludes dewatering | B13G | 205 | 0.08 | B.C.Y. | 0 | 3.95 | 3.96 | 7.91 | 0 | 0 | 0 | 0 | 0 | 5.9 | 4.36 | 10.26 | 0 | 0 | 0 | 0 | STD | Year 2020 | National Average
0 | 312316135372 |  |  | Excavating, trench or continuous footing, loam or sandy clay, 1 C.Y. excavator, 10' to 14' deep, includes trench box, excludes dewatering | B13D | 370 | 0.04 | B.C.Y. | 0 | 2.19 | 2.47 | 4.66 | 0 | 0 | 0 | 0 | 0 | 3.28 | 2.71 | 5.99 | 0 | 0 | 0 | 0 | STD | Year 2020 | National Average
0 | 312316135374 |  |  | Excavating, trench or continuous footing, loam or sandy clay, 1-1/2 C.Y. excavator, 10' to 14' deep, includes trench box, excludes dewatering | B13E | 554 | 0.03 | B.C.Y. | 0 | 1.46 | 1.45 | 2.91 | 0 | 0 | 0 | 0 | 0 | 2.19 | 1.6 | 3.79 | 0 | 0 | 0 | 0 | STD | Year 2020 | National Average
0 | 312316135382 |  |  | Excavating, trench or continuous footing, loam or sandy clay, 1 C.Y. excavator, 14' to 20' deep, includes trench box, excludes dewatering | B13D | 329 | 0.05 | B.C.Y. | 0 | 2.46 | 2.78 | 5.24 | 0 | 0 | 0 | 0 | 0 | 3.69 | 3.05 | 6.74 | 0 | 0 | 0 | 0 | STD | Year 2020 | National Average
0 | 312316135384 |  |  | Excavating, trench or continuous footing, loam or sandy clay, 1-1/2 C.Y. excavator, 14' to 20' deep, includes trench box, excludes dewatering | B13E | 492 | 0.03 | B.C.Y. | 0 | 1.65 | 1.64 | 3.29 | 0 | 0 | 0 | 0 | 0 | 2.47 | 1.8 | 4.27 | 0 | 0 | 0 | 0 | STD | Year 2020 | National Average
0 | 312316135386 |  |  | Excavating, trench or continuous footing, loam or sandy clay, 2-1/2 C.Y. excavator, 14' to 20' deep, includes trench box, excludes dewatering | B13J | 780 | 0.02 | B.C.Y. | 0 | 1.04 | 2.03 | 3.07 | 0 | 0 | 0 | 0 | 0 | 1.56 | 2.23 | 3.79 | 0 | 0 | 0 | 0 | STD | Year 2020 | National Average
0 | 312316135392 |  |  | Excavating, trench or continuous footing, loam or sandy clay, 1 C.Y. excavator, 20' to 24' deep, includes trench box, excludes dewatering | B13D | 295 | 0.05 | B.C.Y. | 0 | 2.75 | 3.1 | 5.85 | 0 | 0 | 0 | 0 | 0 | 4.12 | 3.4 | 7.52 | 0 | 0 | 0 | 0 | STD | Year 2020 | National Average
0 | 312316135394 |  |  | Excavating, trench or continuous footing, loam or sandy clay, 1-1/2 C.Y. excavator, 20' to 24' deep, includes trench box, excludes dewatering | B13E | 444 | 0.04 | B.C.Y. | 0 | 1.83 | 1.81 | 3.64 | 0 | 0 | 0 | 0 | 0 | 2.73 | 2 | 4.73 | 0 | 0 | 0 | 0 | STD | Year 2020 | National Average
0 | 312316135396 |  |  | Excavating, trench or continuous footing, loam or sandy clay, 2-1/2 C.Y. excavator, 20' to 24' deep, includes trench box, excludes dewatering | B13J | 695 | 0.02 | B.C.Y. | 0 | 1.17 | 2.28 | 3.45 | 0 | 0 | 0 | 0 | 0 | 1.75 | 2.5 | 4.25 | 0 | 0 | 0 | 0 | STD | Year 2020 | National Average
0 | 312316136020 |  |  | Excavating, trench or continuous footing, sand and gravel, excludes sheeting or dewatering |  | 0 | 0 |  | 0 | 0 | 0 | 0 | 0 | 0 | 0 | 0 | 0 | 0 | 0 | 0 | 0 | 0 | 0 | 0 | STD | Year 2020 | National Average
0 | 312316136050 |  |  | Excavating, trench or continuous footing, sand and gravel, 3/8 C.Y. excavator, 1' to 4' deep, excludes sheeting or dewatering | B11C | 165 | 0.1 | B.C.Y. | 0 | 4.79 | 1.3 | 6.09 | 0 | 0 | 0 | 0 | 0 | 7.2 | 1.43 | 8.63 | 0 | 0 | 0 | 0 | STD | Year 2020 | National Average
0 | 312316136060 |  |  | Excavating, trench or continuous footing, sand and gravel, 1/2 C.Y. excavator, 1' to 4' deep, excludes sheeting or dewatering | B11M | 220 | 0.07 | B.C.Y. | 0 | 3.6 | 1.06 | 4.66 | 0 | 0 | 0 | 0 | 0 | 5.4 | 1.16 | 6.56 | 0 | 0 | 0 | 0 | STD | Year 2020 | National Average
0 | 312316136080 |  |  | Excavating, trench or continuous footing, sand and gravel, 1/2 C.Y. excavator, 4' to 6' deep, excludes sheeting or dewatering | B11M | 220 | 0.07 | B.C.Y. | 0 | 3.6 | 1.06 | 4.66 | 0 | 0 | 0 | 0 | 0 | 5.4 | 1.16 | 6.56 | 0 | 0 | 0 | 0 | STD | Year 2020 | National Average
0 | 312316136090 |  |  | Excavating, trench or continuous footing, sand and gravel, 5/8 C.Y. excavator, 4' to 6' deep, excludes sheeting or dewatering | B12Q | 275 | 0.06 | B.C.Y. | 0 | 2.95 | 2.18 | 5.13 | 0 | 0 | 0 | 0 | 0 | 4.41 | 2.39 | 6.8 | 0 | 0 | 0 | 0 | STD | Year 2020 | National Average
0 | 312316136100 |  |  | Excavating, trench or continuous footing, sand and gravel, 3/4 C.Y. excavator, 4' to 6' deep, excludes sheeting or dewatering | B12F | 330 | 0.05 | B.C.Y. | 0 | 2.46 | 2.1 | 4.56 | 0 | 0 | 0 | 0 | 0 | 3.68 | 2.31 | 5.99 | 0 | 0 | 0 | 0 | STD | Year 2020 | National Average
0 | 312316136130 |  |  | Excavating, trench or continuous footing, sand and gravel, 1/2 C.Y. excavator, truck mounted, 4' to 6' deep, excludes sheeting or dewatering | B12J | 220 | 0.07 | B.C.Y. | 0 | 3.68 | 3.85 | 7.53 | 0 | 0 | 0 | 0 | 0 | 5.5 | 4.23 | 9.73 | 0 | 0 | 0 | 0 | STD | Year 2020 | National Average
0 | 312316136140 |  |  | Excavating, trench or continuous footing, sand and gravel, 3/4 C.Y. excavator, 6' to 10' deep, excludes sheeting or dewatering | B12F | 248 | 0.07 | B.C.Y. | 0 | 3.27 | 2.8 | 6.07 | 0 | 0 | 0 | 0 | 0 | 4.9 | 3.08 | 7.98 | 0 | 0 | 0 | 0 | STD | Year 2020 | National Average
0 | 312316136150 |  |  | Excavating, trench or continuous footing, sand and gravel, 1 C.Y. excavator, 6' to 10' deep, excludes sheeting or dewatering | B12A | 440 | 0.04 | B.C.Y. | 0 | 1.84 | 1.81 | 3.65 | 0 | 0 | 0 | 0 | 0 | 2.76 | 1.99 | 4.75 | 0 | 0 | 0 | 0 | STD | Year 2020 | National Average
0 | 312316136160 |  |  | Excavating, trench or continuous footing, sand and gravel, 1 C.Y. excavator, truck mounted, 6' to 10' deep, excludes sheeting or dewatering | B12K | 440 | 0.04 | B.C.Y. | 0 | 1.84 | 2.21 | 4.05 | 0 | 0 | 0 | 0 | 0 | 2.76 | 2.43 | 5.19 | 0 | 0 | 0 | 0 | STD | Year 2020 | National Average
0 | 312316136170 |  |  | Excavating, trench or continuous footing, sand and gravel, 1-1/2 C.Y. excavator, 6' to 10' deep, excludes sheeting or dewatering | B12B | 660 | 0.02 | B.C.Y. | 0 | 1.23 | 1.04 | 2.27 | 0 | 0 | 0 | 0 | 0 | 1.84 | 1.15 | 2.99 | 0 | 0 | 0 | 0 | STD | Year 2020 | National Average
0 | 312316136190 |  |  | Excavating, trench or continuous footing, sand and gravel, 3/4 C.Y. excavator, 10' to 14' deep, excludes sheeting or dewatering | B12F | 220 | 0.07 | B.C.Y. | 0 | 3.68 | 3.16 | 6.84 | 0 | 0 | 0 | 0 | 0 | 5.5 | 3.47 | 8.97 | 0 | 0 | 0 | 0 | STD | Year 2020 | National Average
0 | 312316136200 |  |  | Excavating, trench or continuous footing, sand and gravel, 1 C.Y. excavator, 10' to 14' deep, excludes sheeting or dewatering | B12A | 396 | 0.04 | B.C.Y. | 0 | 2.05 | 2.01 | 4.06 | 0 | 0 | 0 | 0 | 0 | 3.07 | 2.21 | 5.28 | 0 | 0 | 0 | 0 | STD | Year 2020 | National Average
0 | 312316136210 |  |  | Excavating, trench or continuous footing, sand and gravel, 1-1/2 C.Y. excavator, 10' to 14' deep, excludes sheeting or dewatering | B12B | 594 | 0.03 | B.C.Y. | 0 | 1.36 | 1.16 | 2.52 | 0 | 0 | 0 | 0 | 0 | 2.04 | 1.27 | 3.31 | 0 | 0 | 0 | 0 | STD | Year 2020 | National Average
0 | 312316136250 |  |  | Excavating, trench or continuous footing, sand and gravel, 1 C.Y. excavator, 14' to 20' deep, excludes sheeting or dewatering | B12A | 352 | 0.04 | B.C.Y. | 0 | 2.3 | 2.26 | 4.56 | 0 | 0 | 0 | 0 | 0 | 3.45 | 2.49 | 5.94 | 0 | 0 | 0 | 0 | STD | Year 2020 | National Average
0 | 312316136260 |  |  | Excavating, trench or continuous footing, sand and gravel, 1-1/2 C.Y. excavator, 14' to 20' deep, excludes sheeting or dewatering | B12B | 528 | 0.03 | B.C.Y. | 0 | 1.53 | 1.3 | 2.83 | 0 | 0 | 0 | 0 | 0 | 2.3 | 1.43 | 3.73 | 0 | 0 | 0 | 0 | STD | Year 2020 | National Average
0 | 312316136270 |  |  | Excavating, trench or continuous footing, sand and gravel, 2-1/2 C.Y. excavator, 14' to 20' deep, excludes sheeting or dewatering | B12S | 840 | 0.02 | B.C.Y. | 0 | 0.96 | 1.74 | 2.7 | 0 | 0 | 0 | 0 | 0 | 1.45 | 1.92 | 3.37 | 0 | 0 | 0 | 0 | STD | Year 2020 | National Average
0 | 312316136300 |  |  | Excavating, trench or continuous footing, sand and gravel, 1 C.Y. excavator, 20' to 24' deep, excludes sheeting or dewatering | B12A | 317 | 0.05 | B.C.Y. | 0 | 2.56 | 2.51 | 5.07 | 0 | 0 | 0 | 0 | 0 | 3.83 | 2.76 | 6.59 | 0 | 0 | 0 | 0 | STD | Year 2020 | National Average
0 | 312316136310 |  |  | Excavating, trench or continuous footing, sand and gravel, 1-1/2 C.Y. excavator, 20' to 24' deep, excludes sheeting or dewatering | B12B | 475 | 0.03 | B.C.Y. | 0 | 1.71 | 1.45 | 3.16 | 0 | 0 | 0 | 0 | 0 | 2.56 | 1.59 | 4.15 | 0 | 0 | 0 | 0 | STD | Year 2020 | National Average
0 | 312316136320 |  |  | Excavating, trench or continuous footing, sand and gravel, 2-1/2 C.Y. excavator, 20' to 24' deep, excludes sheeting or dewatering | B12S | 755 | 0.02 | B.C.Y. | 0 | 1.07 | 1.94 | 3.01 | 0 | 0 | 0 | 0 | 0 | 1.61 | 2.13 | 3.74 | 0 | 0 | 0 | 0 | STD | Year 2020 | National Average
0 | 312316136352 |  |  | Excavating, trench or continuous footing, sand and gravel, 1/2 C.Y. excavator, 4' to 6' deep, includes trench box, excludes dewatering | B13H | 209 | 0.08 | B.C.Y. | 0 | 3.88 | 4.61 | 8.49 | 0 | 0 | 0 | 0 | 0 | 5.8 | 5.1 | 10.9 | 0 | 0 | 0 | 0 | STD | Year 2020 | National Average
0 | 312316136354 |  |  | Excavating, trench or continuous footing, sand and gravel, 5/8 C.Y. excavator, 4' to 6' deep, includes trench box, excludes dewatering | B13H | 261 | 0.06 | B.C.Y. | 0 | 3.1 | 3.69 | 6.79 | 0 | 0 | 0 | 0 | 0 | 4.65 | 4.06 | 8.71 | 0 | 0 | 0 | 0 | STD | Year 2020 | National Average
0 | 312316136356 |  |  | Excavating, trench or continuous footing, sand and gravel, 3/4 C.Y. excavator, 4' to 6' deep, includes trench box, excludes dewatering | B13G | 314 | 0.05 | B.C.Y. | 0 | 2.58 | 2.59 | 5.17 | 0 | 0 | 0 | 0 | 0 | 3.87 | 2.85 | 6.72 | 0 | 0 | 0 | 0 | STD | Year 2020 | National Average
0 | 312316136362 |  |  | Excavating, trench or continuous footing, sand and gravel, 3/4 C.Y. excavator, 6' to 10' deep, includes trench box, excludes dewatering | B13G | 236 | 0.07 | B.C.Y. | 0 | 3.43 | 3.44 | 6.87 | 0 | 0 | 0 | 0 | 0 | 5.15 | 3.79 | 8.94 | 0 | 0 | 0 | 0 | STD | Year 2020 | National Average
0 | 312316136364 |  |  | Excavating, trench or continuous footing, sand and gravel, 1 C.Y. excavator, 6' to 10' deep, includes trench box, excludes dewatering | B13D | 418 | 0.04 | B.C.Y. | 0 | 1.94 | 2.18 | 4.12 | 0 | 0 | 0 | 0 | 0 | 2.9 | 2.4 | 5.3 | 0 | 0 | 0 | 0 | STD | Year 2020 | National Average
0 | 312316136366 |  |  | Excavating, trench or continuous footing, sand and gravel, 1-1/2 C.Y. excavator, 6' to 10' deep, includes trench box, excludes dewatering | B13E | 627 | 0.03 | B.C.Y. | 0 | 1.29 | 1.28 | 2.57 | 0 | 0 | 0 | 0 | 0 | 1.94 | 1.41 | 3.35 | 0 | 0 | 0 | 0 | STD | Year 2020 | National Average
0 | 312316136370 |  |  | Excavating, trench or continuous footing, sand and gravel, 3/4 C.Y. excavator, 10' to 14' deep, includes trench box, excludes dewatering | B13G | 209 | 0.08 | B.C.Y. | 0 | 3.88 | 3.89 | 7.77 | 0 | 0 | 0 | 0 | 0 | 5.8 | 4.27 | 10.07 | 0 | 0 | 0 | 0 | STD | Year 2020 | National Average
0 | 312316136372 |  |  | Excavating, trench or continuous footing, sand and gravel, 1 C.Y. excavator, 10' to 14' deep, includes trench box, excludes dewatering | B13D | 376 | 0.04 | B.C.Y. | 0 | 2.16 | 2.43 | 4.59 | 0 | 0 | 0 | 0 | 0 | 3.23 | 2.67 | 5.9 | 0 | 0 | 0 | 0 | STD | Year 2020 | National Average
0 | 312316136374 |  |  | Excavating, trench or continuous footing, sand and gravel, 1-1/2 C.Y. excavator, 10' to 14' deep, includes trench box, excludes dewatering | B13E | 564 | 0.03 | B.C.Y. | 0 | 1.44 | 1.43 | 2.87 | 0 | 0 | 0 | 0 | 0 | 2.15 | 1.57 | 3.72 | 0 | 0 | 0 | 0 | STD | Year 2020 | National Average
0 | 312316136382 |  |  | Excavating, trench or continuous footing, sand and gravel, 1 C.Y. excavator, 14' to 20' deep, includes trench box, excludes dewatering | B13D | 334 | 0.05 | B.C.Y. | 0 | 2.43 | 2.73 | 5.16 | 0 | 0 | 0 | 0 | 0 | 3.63 | 3.01 | 6.64 | 0 | 0 | 0 | 0 | STD | Year 2020 | National Average
0 | 312316136384 |  |  | Excavating, trench or continuous footing, sand and gravel, 1-1/2 C.Y. excavator, 14' to 20' deep, includes trench box, excludes dewatering | B13E | 502 | 0.03 | B.C.Y. | 0 | 1.61 | 1.6 | 3.21 | 0 | 0 | 0 | 0 | 0 | 2.42 | 1.76 | 4.18 | 0 | 0 | 0 | 0 | STD | Year 2020 | National Average
0 | 312316136386 |  |  | Excavating, trench or continuous footing, sand and gravel, 2-1/2 C.Y. excavator, 14' to 20' deep, includes trench box, excludes dewatering | B13J | 790 | 0.02 | B.C.Y. | 0 | 1.03 | 2 | 3.03 | 0 | 0 | 0 | 0 | 0 | 1.54 | 2.2 | 3.74 | 0 | 0 | 0 | 0 | STD | Year 2020 | National Average
0 | 312316136392 |  |  | Excavating, trench or continuous footing, sand and gravel, 1 C.Y. excavator, 20' to 24' deep, includes trench box, excludes dewatering | B13D | 301 | 0.05 | B.C.Y. | 0 | 2.69 | 3.03 | 5.72 | 0 | 0 | 0 | 0 | 0 | 4.03 | 3.34 | 7.37 | 0 | 0 | 0 | 0 | STD | Year 2020 | National Average
0 | 312316136394 |  |  | Excavating, trench or continuous footing, sand and gravel, 1-1/2 C.Y. excavator, 20' to 24' deep, includes trench box, excludes dewatering | B13E | 452 | 0.04 | B.C.Y. | 0 | 1.79 | 1.78 | 3.57 | 0 | 0 | 0 | 0 | 0 | 2.69 | 1.96 | 4.65 | 0 | 0 | 0 | 0 | STD | Year 2020 | National Average
0 | 312316136396 |  |  | Excavating, trench or continuous footing, sand and gravel, 2-1/2 C.Y. excavator, 20' to 24' deep, includes trench box, excludes dewatering | B13J | 710 | 0.02 | B.C.Y. | 0 | 1.14 | 2.23 | 3.37 | 0 | 0 | 0 | 0 | 0 | 1.71 | 2.45 | 4.16 | 0 | 0 | 0 | 0 | STD | Year 2020 | National Average
0 | 312316137020 |  |  | Excavating, trench or continuous footing, dense hard clay, excludes sheeting or dewatering |  | 0 | 0 |  | 0 | 0 | 0 | 0 | 0 | 0 | 0 | 0 | 0 | 0 | 0 | 0 | 0 | 0 | 0 | 0 | STD | Year 2020 | National Average
0 | 312316137050 |  |  | Excavating, trench or continuous footing, dense hard clay, 3/8 C.Y. excavator, 1' to 4' deep, excludes sheeting or dewatering | B11C | 132 | 0.12 | B.C.Y. | 0 | 6 | 1.62 | 7.62 | 0 | 0 | 0 | 0 | 0 | 9 | 1.78 | 10.78 | 0 | 0 | 0 | 0 | STD | Year 2020 | National Average
0 | 312316137060 |  |  | Excavating, trench or continuous footing, dense hard clay, 1/2 C.Y. excavator, 1' to 4' deep, excludes sheeting or dewatering | B11M | 176 | 0.09 | B.C.Y. | 0 | 4.49 | 1.32 | 5.81 | 0 | 0 | 0 | 0 | 0 | 6.75 | 1.45 | 8.2 | 0 | 0 | 0 | 0 | STD | Year 2020 | National Average
0 | 312316137080 |  |  | Excavating, trench or continuous footing, dense hard clay, 1/2 C.Y. excavator, 4' to 6' deep, excludes sheeting or dewatering | B11M | 176 | 0.09 | B.C.Y. | 0 | 4.49 | 1.32 | 5.81 | 0 | 0 | 0 | 0 | 0 | 6.75 | 1.45 | 8.2 | 0 | 0 | 0 | 0 | STD | Year 2020 | National Average
0 | 312316137090 |  |  | Excavating, trench or continuous footing, dense hard clay, 5/8 C.Y. excavator, 4' to 6' deep, excludes sheeting or dewatering | B12Q | 220 | 0.07 | B.C.Y. | 0 | 3.68 | 2.72 | 6.4 | 0 | 0 | 0 | 0 | 0 | 5.5 | 2.99 | 8.49 | 0 | 0 | 0 | 0 | STD | Year 2020 | National Average
0 | 312316137100 |  |  | Excavating, trench or continuous footing, dense hard clay, 3/4 C.Y. excavator, 4' to 6' deep, excludes sheeting or dewatering | B12F | 264 | 0.06 | B.C.Y. | 0 | 3.07 | 2.63 | 5.7 | 0 | 0 | 0 | 0 | 0 | 4.6 | 2.89 | 7.49 | 0 | 0 | 0 | 0 | STD | Year 2020 | National Average
0 | 312316137130 |  |  | Excavating, trench or continuous footing, dense hard clay, 1/2 C.Y. excavator, truck mounted, 4' to 6' deep, excludes sheeting or dewatering | B12J | 176 | 0.09 | B.C.Y. | 0 | 4.6 | 4.81 | 9.41 | 0 | 0 | 0 | 0 | 0 | 6.9 | 5.3 | 12.2 | 0 | 0 | 0 | 0 | STD | Year 2020 | National Average
0 | 312316137140 |  |  | Excavating, trench or continuous footing, dense hard clay, 3/4 C.Y. excavator, 6' to 10' deep, excludes sheeting or dewatering | B12F | 198 | 0.08 | B.C.Y. | 0 | 4.09 | 3.51 | 7.6 | 0 | 0 | 0 | 0 | 0 | 6.15 | 3.86 | 10.01 | 0 | 0 | 0 | 0 | STD | Year 2020 | National Average
0 | 312316137150 |  |  | Excavating, trench or continuous footing, dense hard clay, 1 C.Y. excavator, 6' to 10' deep, excludes sheeting or dewatering | B12A | 352 | 0.04 | B.C.Y. | 0 | 2.3 | 2.26 | 4.56 | 0 | 0 | 0 | 0 | 0 | 3.45 | 2.49 | 5.94 | 0 | 0 | 0 | 0 | STD | Year 2020 | National Average
0 | 312316137160 |  |  | Excavating, trench or continuous footing, dense hard clay, 1 C.Y. excavator, truck mounted, 6' to 10' deep, excludes sheeting or dewatering | B12K | 352 | 0.04 | B.C.Y. | 0 | 2.3 | 2.77 | 5.07 | 0 | 0 | 0 | 0 | 0 | 3.45 | 3.04 | 6.49 | 0 | 0 | 0 | 0 | STD | Year 2020 | National Average
0 | 312316137170 |  |  | Excavating, trench or continuous footing, dense hard clay, 1-1/2 C.Y. excavator, 6' to 10' deep, excludes sheeting or dewatering | B12B | 528 | 0.03 | B.C.Y. | 0 | 1.53 | 1.3 | 2.83 | 0 | 0 | 0 | 0 | 0 | 2.3 | 1.43 | 3.73 | 0 | 0 | 0 | 0 | STD | Year 2020 | National Average
0 | 312316137190 |  |  | Excavating, trench or continuous footing, dense hard clay, 3/4 C.Y. excavator, 10' to 14' deep, excludes sheeting or dewatering | B12F | 176 | 0.09 | B.C.Y. | 0 | 4.6 | 3.94 | 8.54 | 0 | 0 | 0 | 0 | 0 | 6.9 | 4.34 | 11.24 | 0 | 0 | 0 | 0 | STD | Year 2020 | National Average
0 | 312316137200 |  |  | Excavating, trench or continuous footing, dense hard clay, 1 C.Y. excavator, 10' to 14' deep, excludes sheeting or dewatering | B12A | 317 | 0.05 | B.C.Y. | 0 | 2.56 | 2.51 | 5.07 | 0 | 0 | 0 | 0 | 0 | 3.83 | 2.76 | 6.59 | 0 | 0 | 0 | 0 | STD | Year 2020 | National Average
0 | 312316137210 |  |  | Excavating, trench or continuous footing, dense hard clay, 1-1/2 C.Y. excavator, 10' to 14' deep, excludes sheeting or dewatering | B12B | 475 | 0.03 | B.C.Y. | 0 | 1.71 | 1.45 | 3.16 | 0 | 0 | 0 | 0 | 0 | 2.56 | 1.59 | 4.15 | 0 | 0 | 0 | 0 | STD | Year 2020 | National Average
0 | 312316137250 |  |  | Excavating, trench or continuous footing, dense hard clay, 1 C.Y. excavator, 14' to 20' deep, excludes sheeting or dewatering | B12A | 282 | 0.06 | B.C.Y. | 0 | 2.87 | 2.82 | 5.69 | 0 | 0 | 0 | 0 | 0 | 4.31 | 3.1 | 7.41 | 0 | 0 | 0 | 0 | STD | Year 2020 | National Average
0 | 312316137260 |  |  | Excavating, trench or continuous footing, dense hard clay, 1-1/2 C.Y. excavator, 14' to 20' deep, excludes sheeting or dewatering | B12B | 422 | 0.04 | B.C.Y. | 0 | 1.92 | 1.63 | 3.55 | 0 | 0 | 0 | 0 | 0 | 2.88 | 1.79 | 4.67 | 0 | 0 | 0 | 0 | STD | Year 2020 | National Average
0 | 312316137270 |  |  | Excavating, trench or continuous footing, dense hard clay, 2-1/2 C.Y. excavator, 14' to 20' deep, excludes sheeting or dewatering | B12S | 675 | 0.02 | B.C.Y. | 0 | 1.2 | 2.17 | 3.37 | 0 | 0 | 0 | 0 | 0 | 1.8 | 2.39 | 4.19 | 0 | 0 | 0 | 0 | STD | Year 2020 | National Average
0 | 312316137300 |  |  | Excavating, trench or continuous footing, dense hard clay, 1 C.Y. excavator, 20' to 24' deep, excludes sheeting or dewatering | B12A | 254 | 0.06 | B.C.Y. | 0 | 3.19 | 3.13 | 6.32 | 0 | 0 | 0 | 0 | 0 | 4.78 | 3.44 | 8.22 | 0 | 0 | 0 | 0 | STD | Year 2020 | National Average
0 | 312316137310 |  |  | Excavating, trench or continuous footing, dense hard clay, 1-1/2 C.Y. excavator, 20' to 24' deep, excludes sheeting or dewatering | B12B | 380 | 0.04 | B.C.Y. | 0 | 2.13 | 1.81 | 3.94 | 0 | 0 | 0 | 0 | 0 | 3.2 | 1.99 | 5.19 | 0 | 0 | 0 | 0 | STD | Year 2020 | National Average
0 | 312316137320 |  |  | Excavating, trench or continuous footing, dense hard clay, 2-1/2 C.Y. excavator, 20' to 24' deep, excludes sheeting or dewatering | B12S | 605 | 0.03 | B.C.Y. | 0 | 1.34 | 2.42 | 3.76 | 0 | 0 | 0 | 0 | 0 | 2.01 | 2.66 | 4.67 | 0 | 0 | 0 | 0 | STD | Year 2020 | National Average
0 | 312316140010 |  |  | Excavating, utility trench, chain trencher, common earth |  | 0 | 0 |  | 0 | 0 | 0 | 0 | 0 | 0 | 0 | 0 | 0 | 0 | 0 | 0 | 0 | 0 | 0 | 0 | STD | Year 2020 | National Average
0 | 312316140011 |  |  | Common earth |  | 0 | 0 |  | 0 | 0 | 0 | 0 | 0 | 0 | 0 | 0 | 0 | 0 | 0 | 0 | 0 | 0 | 0 | 0 | STD | Year 2020 | National Average
0 | 312316140050 |  |  | Excavating, chain trencher, utility trench, common earth, 12 HP, operator walking |  | 0 | 0 |  | 0 | 0 | 0 | 0 | 0 | 0 | 0 | 0 | 0 | 0 | 0 | 0 | 0 | 0 | 0 | 0 | STD | Year 2020 | National Average
0 | 312316140100 |  |  | Excavating, chain trencher, utility trench, common earth, 12 HP, 4" wide, 12" deep, operator walking | B53 | 800 | 0.01 | L.F. | 0 | 0.53 | 0.2 | 0.73 | 0 | 0 | 0 | 0 | 0 | 0.79 | 0.22 | 1.01 | 0 | 0 | 0 | 0 | STD | Year 2020 | National Average
0 | 312316140150 |  |  | Excavating, chain trencher, utility trench, common earth, 12 HP, 4" wide, 18" deep, operator walking | B53 | 750 | 0.01 | L.F. | 0 | 0.57 | 0.21 | 0.78 | 0 | 0 | 0 | 0 | 0 | 0.85 | 0.23 | 1.08 | 0 | 0 | 0 | 0 | STD | Year 2020 | National Average
0 | 312316140200 |  |  | Excavating, chain trencher, utility trench, common earth, 12 HP, 4" wide, 24" deep, operator walking | B53 | 700 | 0.01 | L.F. | 0 | 0.61 | 0.22 | 0.83 | 0 | 0 | 0 | 0 | 0 | 0.91 | 0.25 | 1.16 | 0 | 0 | 0 | 0 | STD | Year 2020 | National Average
0 | 312316140300 |  |  | Excavating, chain trencher, utility trench, common earth, 12 HP, 6" wide, 12" deep, operator walking | B53 | 650 | 0.01 | L.F. | 0 | 0.65 | 0.24 | 0.89 | 0 | 0 | 0 | 0 | 0 | 0.98 | 0.27 | 1.25 | 0 | 0 | 0 | 0 | STD | Year 2020 | National Average
0 | 312316140350 |  |  | Excavating, chain trencher, utility trench, common earth, 12 HP, 6" wide, 18" deep, operator walking | B53 | 600 | 0.01 | L.F. | 0 | 0.71 | 0.26 | 0.97 | 0 | 0 | 0 | 0 | 0 | 1.06 | 0.29 | 1.35 | 0 | 0 | 0 | 0 | STD | Year 2020 | National Average
0 | 312316140400 |  |  | Excavating, chain trencher, utility trench, common earth, 12 HP, 6" wide, 24" deep, operator walking | B53 | 550 | 0.01 | L.F. | 0 | 0.77 | 0.29 | 1.06 | 0 | 0 | 0 | 0 | 0 | 1.15 | 0.31 | 1.46 | 0 | 0 | 0 | 0 | STD | Year 2020 | National Average
0 | 312316140450 |  |  | Excavating, chain trencher, utility trench, common earth, 12 HP, 6" wide, 36" deep, operator walking | B53 | 450 | 0.02 | L.F. | 0 | 0.94 | 0.35 | 1.29 | 0 | 0 | 0 | 0 | 0 | 1.41 | 0.38 | 1.79 | 0 | 0 | 0 | 0 | STD | Year 2020 | National Average
0 | 312316140600 |  |  | Excavating, chain trencher, utility trench, common earth, 12 HP, 8" wide, 12" deep, operator walking | B53 | 475 | 0.02 | L.F. | 0 | 0.89 | 0.33 | 1.22 | 0 | 0 | 0 | 0 | 0 | 1.33 | 0.36 | 1.69 | 0 | 0 | 0 | 0 | STD | Year 2020 | National Average
0 | 312316140650 |  |  | Excavating, chain trencher, utility trench, common earth, 12 HP, 8" wide, 18" deep, operator walking | B53 | 400 | 0.02 | L.F. | 0 | 1.06 | 0.39 | 1.45 | 0 | 0 | 0 | 0 | 0 | 1.58 | 0.43 | 2.01 | 0 | 0 | 0 | 0 | STD | Year 2020 | National Average
0 | 312316140700 |  |  | Excavating, chain trencher, utility trench, common earth, 12 HP, 8" wide, 24" deep, operator walking | B53 | 350 | 0.02 | L.F. | 0 | 1.21 | 0.45 | 1.66 | 0 | 0 | 0 | 0 | 0 | 1.81 | 0.49 | 2.3 | 0 | 0 | 0 | 0 | STD | Year 2020 | National Average
0 | 312316140750 |  |  | Excavating, chain trencher, utility trench, common earth, 12 HP, 8" wide, 36" deep, operator walking | B53 | 300 | 0.03 | L.F. | 0 | 1.41 | 0.52 | 1.93 | 0 | 0 | 0 | 0 | 0 | 2.11 | 0.58 | 2.69 | 0 | 0 | 0 | 0 | STD | Year 2020 | National Average
0 | 312316141000 |  |  | Excavating, chain trencher, utility trench, common earth, backfill by hand, includes compaction, add |  | 0 | 0 |  | 0 | 0 | 0 | 0 | 0 | 0 | 0 | 0 | 0 | 0 | 0 | 0 | 0 | 0 | 0 | 0 | STD | Year 2020 | National Average
0 | 312316141050 |  |  | Excavating, chain trencher, utility trench, common earth, 4" wide, 12" deep, backfill by hand, includes compaction, add | A1G | 800 | 0.01 | L.F. | 0 | 0.42 | 0.07 | 0.49 | 0 | 0 | 0 | 0 | 0 | 0.63 | 0.07 | 0.7 | 0 | 0 | 0 | 0 | STD | Year 2020 | National Average
0 | 312316141100 |  |  | Excavating, chain trencher, utility trench, common earth, 4" wide, 18" deep, backfill by hand, includes compaction, add | A1G | 530 | 0.01 | L.F. | 0 | 0.64 | 0.1 | 0.74 | 0 | 0 | 0 | 0 | 0 | 0.95 | 0.11 | 1.06 | 0 | 0 | 0 | 0 | STD | Year 2020 | National Average
0 | 312316141150 |  |  | Excavating, chain trencher, utility trench, common earth, 4" wide, 24" deep, backfill by hand, includes compaction, add | A1G | 400 | 0.02 | L.F. | 0 | 0.84 | 0.14 | 0.98 | 0 | 0 | 0 | 0 | 0 | 1.27 | 0.15 | 1.42 | 0 | 0 | 0 | 0 | STD | Year 2020 | National Average
0 | 312316141300 |  |  | Excavating, chain trencher, utility trench, common earth, 6" wide, 12" deep, backfill by hand, includes compaction, add | A1G | 540 | 0.01 | L.F. | 0 | 0.62 | 0.1 | 0.72 | 0 | 0 | 0 | 0 | 0 | 0.94 | 0.11 | 1.05 | 0 | 0 | 0 | 0 | STD | Year 2020 | National Average
0 | 312316141350 |  |  | Excavating, chain trencher, utility trench, common earth, 6" wide, 18" deep, backfill by hand, includes compaction, add | A1G | 405 | 0.02 | L.F. | 0 | 0.83 | 0.13 | 0.96 | 0 | 0 | 0 | 0 | 0 | 1.25 | 0.15 | 1.4 | 0 | 0 | 0 | 0 | STD | Year 2020 | National Average
0 | 312316141400 |  |  | Excavating, chain trencher, utility trench, common earth, 6" wide, 24" deep, backfill by hand, includes compaction, add | A1G | 270 | 0.03 | L.F. | 0 | 1.25 | 0.2 | 1.45 | 0 | 0 | 0 | 0 | 0 | 1.87 | 0.22 | 2.09 | 0 | 0 | 0 | 0 | STD | Year 2020 | National Average
0 | 312316141450 |  |  | Excavating, chain trencher, utility trench, common earth, 6" wide, 36" deep, backfill by hand, includes compaction, add | A1G | 180 | 0.04 | L.F. | 0 | 1.87 | 0.3 | 2.17 | 0 | 0 | 0 | 0 | 0 | 2.81 | 0.33 | 3.14 | 0 | 0 | 0 | 0 | STD | Year 2020 | National Average
0 | 312316141600 |  |  | Excavating, chain trencher, utility trench, common earth, 8" wide, 12" deep, backfill by hand, includes compaction, add | A1G | 400 | 0.02 | L.F. | 0 | 0.84 | 0.14 | 0.98 | 0 | 0 | 0 | 0 | 0 | 1.27 | 0.15 | 1.42 | 0 | 0 | 0 | 0 | STD | Year 2020 | National Average
0 | 312316141650 |  |  | Excavating, chain trencher, utility trench, common earth, 8" wide, 18" deep, backfill by hand | A1G | 265 | 0.03 | L.F. | 0 | 1.27 | 0.2 | 1.47 | 0 | 0 | 0 | 0 | 0 | 1.91 | 0.22 | 2.13 | 0 | 0 | 0 | 0 | STD | Year 2020 | National Average
0 | 312316141700 |  |  | Excavating, chain trencher, utility trench, common earth, 8" wide, 24" deep, backfill by hand, includes compaction, add | A1G | 200 | 0.04 | L.F. | 0 | 1.68 | 0.27 | 1.95 | 0 | 0 | 0 | 0 | 0 | 2.53 | 0.3 | 2.83 | 0 | 0 | 0 | 0 | STD | Year 2020 | National Average
0 | 312316141750 |  |  | Excavating, chain trencher, utility trench, common earth, 8" wide, 36" deep, backfill by hand, includes compaction, add | A1G | 135 | 0.06 | L.F. | 0 | 2.49 | 0.4 | 2.89 | 0 | 0 | 0 | 0 | 0 | 3.75 | 0.44 | 4.19 | 0 | 0 | 0 | 0 | STD | Year 2020 | National Average
0 | 312316142000 |  |  | Excavating, chain trencher, utility trench, common earth, 40 HP, operator riding |  | 0 | 0 |  | 0 | 0 | 0 | 0 | 0 | 0 | 0 | 0 | 0 | 0 | 0 | 0 | 0 | 0 | 0 | 0 | STD | Year 2020 | National Average
0 | 312316142050 |  |  | Excavating, chain trencher, utility trench, common earth, 40 HP, 6" wide, 12" deep, operator riding, includes backfill | B54 | 1200 | 0.01 | L.F. | 0 | 0.35 | 0.34 | 0.69 | 0 | 0 | 0 | 0 | 0 | 0.53 | 0.37 | 0.9 | 0 | 0 | 0 | 0 | STD | Year 2020 | National Average
0 | 312316142100 |  |  | Excavating, chain trencher, utility trench, common earth, 40 HP, 6" wide, 18" deep, operator riding, includes backfill | B54 | 1000 | 0.01 | L.F. | 0 | 0.42 | 0.4 | 0.82 | 0 | 0 | 0 | 0 | 0 | 0.63 | 0.44 | 1.07 | 0 | 0 | 0 | 0 | STD | Year 2020 | National Average
0 | 312316142150 |  |  | Excavating, chain trencher, utility trench, common earth, 40 HP, 6" wide, 24" deep, operator riding, includes backfill | B54 | 975 | 0.01 | L.F. | 0 | 0.44 | 0.41 | 0.85 | 0 | 0 | 0 | 0 | 0 | 0.65 | 0.45 | 1.1 | 0 | 0 | 0 | 0 | STD | Year 2020 | National Average
0 | 312316142200 |  |  | Excavating, chain trencher, utility trench, common earth, 40 HP, 6" wide, 36" deep, operator riding, includes backfill | B54 | 900 | 0.01 | L.F. | 0 | 0.47 | 0.45 | 0.92 | 0 | 0 | 0 | 0 | 0 | 0.7 | 0.49 | 1.19 | 0 | 0 | 0 | 0 | STD | Year 2020 | National Average
0 | 312316142250 |  |  | Excavating, chain trencher, utility trench, common earth, 40 HP, 6" wide, 48" deep, operator riding, includes backfill | B54 | 750 | 0.01 | L.F. | 0 | 0.57 | 0.54 | 1.11 | 0 | 0 | 0 | 0 | 0 | 0.85 | 0.59 | 1.44 | 0 | 0 | 0 | 0 | STD | Year 2020 | National Average
0 | 312316142400 |  |  | Excavating, chain trencher, utility trench, common earth, 40 HP, 8" wide, 12" deep, operator riding, includes backfill | B54 | 1000 | 0.01 | L.F. | 0 | 0.42 | 0.4 | 0.82 | 0 | 0 | 0 | 0 | 0 | 0.63 | 0.44 | 1.07 | 0 | 0 | 0 | 0 | STD | Year 2020 | National Average
0 | 312316142300 |  |  | Excavating, chain trencher, utility trench, common earth, 40 HP, 6" wide, 60" deep, operator riding, includes backfill | B54 | 650 | 0.01 | L.F. | 0 | 0.65 | 0.62 | 1.27 | 0 | 0 | 0 | 0 | 0 | 0.98 | 0.68 | 1.66 | 0 | 0 | 0 | 0 | STD | Year 2020 | National Average
0 | 312316142450 |  |  | Excavating, chain trencher, utility trench, common earth, 40 HP, 8" wide, 18" deep, operator riding, includes backfill | B54 | 950 | 0.01 | L.F. | 0 | 0.45 | 0.42 | 0.87 | 0 | 0 | 0 | 0 | 0 | 0.67 | 0.47 | 1.14 | 0 | 0 | 0 | 0 | STD | Year 2020 | National Average
0 | 312316142500 |  |  | Excavating, chain trencher, utility trench, common earth, 40 HP, 8" wide, 24" deep, operator riding, includes backfill | B54 | 900 | 0.01 | L.F. | 0 | 0.47 | 0.45 | 0.92 | 0 | 0 | 0 | 0 | 0 | 0.7 | 0.49 | 1.19 | 0 | 0 | 0 | 0 | STD | Year 2020 | National Average
0 | 312316142550 |  |  | Excavating, chain trencher, utility trench, common earth, 40 HP, 8" wide, 36" deep, operator riding, includes backfill | B54 | 800 | 0.01 | L.F. | 0 | 0.53 | 0.5 | 1.03 | 0 | 0 | 0 | 0 | 0 | 0.79 | 0.55 | 1.34 | 0 | 0 | 0 | 0 | STD | Year 2020 | National Average
0 | 312316142600 |  |  | Excavating, chain trencher, utility trench, common earth, 40 HP, 8" wide, 48" deep, operator riding, includes backfill | B54 | 650 | 0.01 | L.F. | 0 | 0.65 | 0.62 | 1.27 | 0 | 0 | 0 | 0 | 0 | 0.98 | 0.68 | 1.66 | 0 | 0 | 0 | 0 | STD | Year 2020 | National Average
0 | 312316142700 |  |  | Excavating, chain trencher, utility trench, common earth, 40 HP, 12" wide, 12" deep, operator riding, includes backfill | B54 | 975 | 0.01 | L.F. | 0 | 0.44 | 0.41 | 0.85 | 0 | 0 | 0 | 0 | 0 | 0.65 | 0.45 | 1.1 | 0 | 0 | 0 | 0 | STD | Year 2020 | National Average
0 | 312316142750 |  |  | Excavating, chain trencher, utility trench, common earth, 40 HP, 12" wide, 18" deep, operator riding, includes backfill | B54 | 860 | 0.01 | L.F. | 0 | 0.49 | 0.47 | 0.96 | 0 | 0 | 0 | 0 | 0 | 0.74 | 0.51 | 1.25 | 0 | 0 | 0 | 0 | STD | Year 2020 | National Average
0 | 312316142800 |  |  | Excavating, chain trencher, utility trench, common earth, 40 HP, 12" wide, 24" deep, operator riding, includes backfill | B54 | 800 | 0.01 | L.F. | 0 | 0.53 | 0.5 | 1.03 | 0 | 0 | 0 | 0 | 0 | 0.79 | 0.55 | 1.34 | 0 | 0 | 0 | 0 | STD | Year 2020 | National Average
0 | 312316142850 |  |  | Excavating, chain trencher, utility trench, common earth, 40 HP, 12" wide, 36" deep, operator riding, includes backfill | B54 | 725 | 0.01 | L.F. | 0 | 0.58 | 0.55 | 1.13 | 0 | 0 | 0 | 0 | 0 | 0.87 | 0.61 | 1.48 | 0 | 0 | 0 | 0 | STD | Year 2020 | National Average
0 | 312316143000 |  |  | Excavating, chain trencher, utility trench, common earth, 40 HP, 16" wide, 12" deep, operator riding, includes backfill | B54 | 835 | 0.01 | L.F. | 0 | 0.51 | 0.48 | 0.99 | 0 | 0 | 0 | 0 | 0 | 0.76 | 0.53 | 1.29 | 0 | 0 | 0 | 0 | STD | Year 2020 | National Average
0 | 312316143050 |  |  | Excavating, chain trencher, utility trench, common earth, 40 HP, 16" wide, 18" deep, operator riding, includes backfill | B54 | 750 | 0.01 | L.F. | 0 | 0.57 | 0.54 | 1.11 | 0 | 0 | 0 | 0 | 0 | 0.85 | 0.59 | 1.44 | 0 | 0 | 0 | 0 | STD | Year 2020 | National Average
0 | 312316143100 |  |  | Excavating, chain trencher, utility trench, common earth, 40 HP, 16" wide, 24" deep, operator riding, includes backfill | B54 | 700 | 0.01 | L.F. | 0 | 0.61 | 0.57 | 1.18 | 0 | 0 | 0 | 0 | 0 | 0.91 | 0.63 | 1.54 | 0 | 0 | 0 | 0 | STD | Year 2020 | National Average
0 | 312316145100 |  |  | Excavating, chain trencher, utility trench, common earth, hand excavate and trim for pipe bells after trench excavation, includes excavation and backfill |  | 0 | 0 |  | 0 | 0 | 0 | 0 | 0 | 0 | 0 | 0 | 0 | 0 | 0 | 0 | 0 | 0 | 0 | 0 | STD | Year 2020 | National Average
0 | 312316145200 |  |  | Excavating, chain trencher, utility trench, common earth, 8" pipe, hand excavate and trim for pipe bells after trench excavation, includes excavation and backfill | 1 Clab | 155 | 0.05 | L.F. | 0 | 2.17 | 0 | 2.17 | 0 | 0 | 0 | 0 | 0 | 3.26 | 0 | 3.26 | 0 | 0 | 0 | 0 | STD | Year 2020 | National Average
0 | 312316145300 |  |  | Excavating, chain trencher, utility trench, common earth, 18" pipe, hand excavate and trim for pipe bells after trench excavation, includes excavation and backfill | 1 Clab | 130 | 0.06 | L.F. | 0 | 2.59 | 0 | 2.59 | 0 | 0 | 0 | 0 | 0 | 3.89 | 0 | 3.89 | 0 | 0 | 0 | 0 | STD | Year 2020 | National Average
0 | 312316160010 |  |  | Structural excavation for minor structures |  | 0 | 0 |  | 0 | 0 | 0 | 0 | 0 | 0 | 0 | 0 | 0 | 0 | 0 | 0 | 0 | 0 | 0 | 0 | STD | Year 2020 | National Average
0 | 312316160015 |  |  | Structural excavation for minor structures, bank measure, sandy soil, pits to 6' deep, hand | 1 Clab | 8 | 1 | B.C.Y. | 0 | 42 | 0 | 42 | 0 | 0 | 0 | 0 | 0 | 63.5 | 0 | 63.5 | 0 | 0 | 0 | 0 | STD | Year 2020 | National Average
0 | 312316160100 |  |  | Structural excavation for minor structures, bank measure, heavy soil or clay, pits to 6' deep, by hand | 1 Clab | 4 | 2 | B.C.Y. | 0 | 84 | 0 | 84 | 0 | 0 | 0 | 0 | 0 | 127 | 0 | 127 | 0 | 0 | 0 | 0 | STD | Year 2020 | National Average
0 | 312316160300 |  |  | Structural excavation for minor structures, bank measure, sandy soil, 6' to 12' deep, hand pits | 1 Clab | 5 | 1.6 | B.C.Y. | 0 | 67.5 | 0 | 67.5 | 0 | 0 | 0 | 0 | 0 | 101 | 0 | 101 | 0 | 0 | 0 | 0 | STD | Year 2020 | National Average
0 | 312316160500 |  |  | Structural excavation for minor structures, bank measure, heavy soil or clay, 6' to 12' deep, hand pits | 1 Clab | 3 | 2.67 | B.C.Y. | 0 | 112 | 0 | 112 | 0 | 0 | 0 | 0 | 0 | 169 | 0 | 169 | 0 | 0 | 0 | 0 | STD | Year 2020 | National Average
0 | 312316160700 |  |  | Structural excavation for minor structures, bank measure, sandy soil, 12' to 18' deep, hand pits | 1 Clab | 4 | 2 | B.C.Y. | 0 | 84 | 0 | 84 | 0 | 0 | 0 | 0 | 0 | 127 | 0 | 127 | 0 | 0 | 0 | 0 | STD | Year 2020 | National Average
0 | 312316160900 |  |  | Structural excavation for minor structures, bank measure, heavy soil or clay, 12' to 18' deep, hand pits | 1 Clab | 2 | 4 | B.C.Y. | 0 | 168 | 0 | 168 | 0 | 0 | 0 | 0 | 0 | 253 | 0 | 253 | 0 | 0 | 0 | 0 | STD | Year 2020 | National Average
0 | 312316161100 |  |  | Structural excavation for minor structures, bank measure, sandy soil, hand loading trucks from stock pile | 1 Clab | 12 | 0.67 | B.C.Y. | 0 | 28 | 0 | 28 | 0 | 0 | 0 | 0 | 0 | 42 | 0 | 42 | 0 | 0 | 0 | 0 | STD | Year 2020 | National Average
0 | 312316161300 |  |  | Structural excavation for minor structures, bank measure, heavy soil or clay, hand loading trucks from stock pile | 1 Clab | 8 | 1 | B.C.Y. | 0 | 42 | 0 | 42 | 0 | 0 | 0 | 0 | 0 | 63.5 | 0 | 63.5 | 0 | 0 | 0 | 0 | STD | Year 2020 | National Average
0 | 312316166000 |  |  | Structural excavation for minor structures, bank measure, for spread and mat footings, elevator pits, and small building foundations, machine excavation |  | 0 | 0 |  | 0 | 0 | 0 | 0 | 0 | 0 | 0 | 0 | 0 | 0 | 0 | 0 | 0 | 0 | 0 | 0 | STD | Year 2020 | National Average
0 | 312316166001 |  |  | Structural excavation for minor structures, bank measure, for spread and mat footings, elevator pits, and small building foundations, machine excavation |  | 0 | 0 |  | 0 | 0 | 0 | 0 | 0 | 0 | 0 | 0 | 0 | 0 | 0 | 0 | 0 | 0 | 0 | 0 | STD | Year 2020 | National Average
0 | 312316166030 |  |  | Structural excavation for minor structures, bank measure, for spread and mat footings, elevator pits, and small building foundations, common earth, 1/2 C.Y. bucket, machine excavation, hydraulic backhoe | B12E | 55 | 0.29 | B.C.Y. | 0 | 14.75 | 8.2 | 22.95 | 0 | 0 | 0 | 0 | 0 | 22 | 9.05 | 31.05 | 0 | 0 | 0 | 0 | STD | Year 2020 | National Average
0 | 312316166035 |  |  | Structural excavation for minor structures, bank measure, for spread and mat footings, elevator pits, and small building foundations, common earth, 3/4 C.Y. bucket, machine excavation, hydraulic backhoe | B12F | 90 | 0.18 | B.C.Y. | 0 | 9 | 7.7 | 16.7 | 0 | 0 | 0 | 0 | 0 | 13.5 | 8.5 | 22 | 0 | 0 | 0 | 0 | STD | Year 2020 | National Average
0 | 312316166040 |  |  | Structural excavation for minor structures, bank measure, for spread and mat footings, elevator pits, and small building foundations, common earth, 1 C.Y. bucket, machine excavation, hydraulic backhoe | B12A | 108 | 0.15 | B.C.Y. | 0 | 7.5 | 7.35 | 14.85 | 0 | 0 | 0 | 0 | 0 | 11.25 | 8.1 | 19.35 | 0 | 0 | 0 | 0 | STD | Year 2020 | National Average
0 | 312316166050 |  |  | Structural excavation for minor structures, bank measure, for spread and mat footings, elevator pits, and small building foundations, common earth, 1-1/2 C.Y. bucket, machine excavation, hydraulic backhoe | B12B | 144 | 0.11 | B.C.Y. | 0 | 5.65 | 4.77 | 10.42 | 0 | 0 | 0 | 0 | 0 | 8.45 | 5.25 | 13.7 | 0 | 0 | 0 | 0 | STD | Year 2020 | National Average
0 | 312316166060 |  |  | Structural excavation for minor structures, bank measure, for spread and mat footings, elevator pits, and small building foundations, common earth, 2 C.Y. bucket, machine excavation, hydraulic backhoe | B12C | 200 | 0.08 | B.C.Y. | 0 | 4.05 | 4.76 | 8.81 | 0 | 0 | 0 | 0 | 0 | 6.05 | 5.25 | 11.3 | 0 | 0 | 0 | 0 | STD | Year 2020 | National Average
0 | 312316166070 |  |  | Structural excavation for minor structures, bank measure, for spread and mat footings, elevator pits, and small building foundations, sand & gravel, 3/4 C.Y. bucket, machine excavation, hydraulic backhoe | B12F | 100 | 0.16 | B.C.Y. | 0 | 8.1 | 6.95 | 15.05 | 0 | 0 | 0 | 0 | 0 | 12.15 | 7.65 | 19.8 | 0 | 0 | 0 | 0 | STD | Year 2020 | National Average
0 | 312316166080 |  |  | Structural excavation for minor structures, bank measure, for spread and mat footings, elevator pits, and small building foundations, sand & gravel, 1 C.Y. bucket, machine excavation, hydraulic backhoe | B12A | 120 | 0.13 | B.C.Y. | 0 | 6.75 | 6.65 | 13.4 | 0 | 0 | 0 | 0 | 0 | 10.1 | 7.3 | 17.4 | 0 | 0 | 0 | 0 | STD | Year 2020 | National Average
0 | 312316166090 |  |  | Structural excavation for minor structures, bank measure, for spread and mat footings, elevator pits, and small building foundations, sand & gravel, 1-1/2 C.Y. bucket, machine excavation, hydraulic backhoe | B12B | 160 | 0.1 | B.C.Y. | 0 | 5.05 | 4.3 | 9.35 | 0 | 0 | 0 | 0 | 0 | 7.6 | 4.73 | 12.33 | 0 | 0 | 0 | 0 | STD | Year 2020 | National Average
0 | 312316166100 |  |  | Structural excavation for minor structures, bank measure, for spread and mat footings, elevator pits, and small building foundations, sand & gravel, 2 C.Y. bucket, machine excavation, hydraulic backhoe | B12C | 220 | 0.07 | B.C.Y. | 0 | 3.68 | 4.32 | 8 | 0 | 0 | 0 | 0 | 0 | 5.5 | 4.76 | 10.26 | 0 | 0 | 0 | 0 | STD | Year 2020 | National Average
0 | 312316166110 |  |  | Structural excavation for minor structures, bank measure, for spread and mat footings, elevator pits, and small building foundations, clay, till or blasted rock, 3/4 C.Y. bucket, machine excavation, hydraulic backhoe | B12F | 80 | 0.2 | B.C.Y. | 0 | 10.15 | 8.7 | 18.85 | 0 | 0 | 0 | 0 | 0 | 15.2 | 9.55 | 24.75 | 0 | 0 | 0 | 0 | STD | Year 2020 | National Average
0 | 312316166120 |  |  | Structural excavation for minor structures, bank measure, for spread and mat footings, elevator pits, and small building foundations, clay, till or blasted rock, 1 C.Y. bucket, machine excavation, hydraulic backhoe | B12A | 95 | 0.17 | B.C.Y. | 0 | 8.55 | 8.35 | 16.9 | 0 | 0 | 0 | 0 | 0 | 12.8 | 9.2 | 22 | 0 | 0 | 0 | 0 | STD | Year 2020 | National Average
0 | 312316166130 |  |  | Structural excavation for minor structures, bank measure, for spread and mat footings, elevator pits, and small building foundations, clay, till or blasted rock, 1-1/2 C.Y. bucket, machine excavation, hydraulic backhoe | B12B | 130 | 0.12 | B.C.Y. | 0 | 6.25 | 5.3 | 11.55 | 0 | 0 | 0 | 0 | 0 | 9.35 | 5.8 | 15.15 | 0 | 0 | 0 | 0 | STD | Year 2020 | National Average
0 | 312316166140 |  |  | Structural excavation for minor structures, bank measure, for spread and mat footings, elevator pits, and small building foundations, clay, till or blasted rock, 2 C.Y. bucket, machine excavation, hydraulic backhoe | B12C | 175 | 0.09 | B.C.Y. | 0 | 4.63 | 5.45 | 10.08 | 0 | 0 | 0 | 0 | 0 | 6.95 | 6 | 12.95 | 0 | 0 | 0 | 0 | STD | Year 2020 | National Average
0 | 312316166230 |  |  | Structural excavation for minor structures, bank measure, for spread and mat footings, elevator pits, and small building foundations, sandy clay or loam, 1/2 C.Y. bucket, machine excavation, hydraulic backhoe | B12E | 60 | 0.27 | B.C.Y. | 0 | 13.5 | 7.55 | 21.05 | 0 | 0 | 0 | 0 | 0 | 20 | 8.3 | 28.3 | 0 | 0 | 0 | 0 | STD | Year 2020 | National Average
0 | 312316166235 |  |  | Structural excavation for minor structures, bank measure, for spread and mat footings, elevator pits, and small building foundations, sandy clay or loam, 3/4 C.Y. bucket, machine excavation, hydraulic backhoe | B12F | 98 | 0.16 | B.C.Y. | 0 | 8.25 | 7.1 | 15.35 | 0 | 0 | 0 | 0 | 0 | 12.4 | 7.8 | 20.2 | 0 | 0 | 0 | 0 | STD | Year 2020 | National Average
0 | 312316166240 |  |  | Structural excavation for minor structures, bank measure, for spread and mat footings, elevator pits, and small building foundations, sandy clay or loam, 1 C.Y. bucket, machine excavation, hydraulic backhoe | B12A | 116 | 0.14 | B.C.Y. | 0 | 7 | 6.85 | 13.85 | 0 | 0 | 0 | 0 | 0 | 10.45 | 7.55 | 18 | 0 | 0 | 0 | 0 | STD | Year 2020 | National Average
0 | 312316166250 |  |  | Structural excavation for minor structures, bank measure, for spread and mat footings, elevator pits, and small building foundations, sandy clay or loam, 1-1/2 C.Y. bucket, machine excavation, hydraulic backhoe | B12B | 156 | 0.1 | B.C.Y. | 0 | 5.2 | 4.41 | 9.61 | 0 | 0 | 0 | 0 | 0 | 7.8 | 4.85 | 12.65 | 0 | 0 | 0 | 0 | STD | Year 2020 | National Average
0 | 312316169010 |  |  | Structural excavation for minor structures, for mobilization or demobilization, see Section 01 54 36.50 (MF95 02305 250) |  | 0 | 0 |  | 0 | 0 | 0 | 0 | 0 | 0 | 0 | 0 | 0 | 0 | 0 | 0 | 0 | 0 | 0 | 0 | STD | Year 2020 | National Average
0 | 312316169020 |  |  | Structural excavation for minor structures, for dewatering, see Section 31 23 19.20 (MF 02240 500) |  | 0 | 0 |  | 0 | 0 | 0 | 0 | 0 | 0 | 0 | 0 | 0 | 0 | 0 | 0 | 0 | 0 | 0 | 0 | STD | Year 2020 | National Average
0 | 312316169022 |  |  | Structural excavation for minor structures, for larger structures, see Bulk Excavation, see Section 31 23 16.42 (MF95 02315 424) |  | 0 | 0 |  | 0 | 0 | 0 | 0 | 0 | 0 | 0 | 0 | 0 | 0 | 0 | 0 | 0 | 0 | 0 | 0 | STD | Year 2020 | National Average
0 | 312316169026 |  |  | Structural excavation for minor structures, for hauling, see Section 31 23 23.20 (MF 02315 492) |  | 0 | 0 |  | 0 | 0 | 0 | 0 | 0 | 0 | 0 | 0 | 0 | 0 | 0 | 0 | 0 | 0 | 0 | 0 | STD | Year 2020 | National Average
0 | 312316169030 |  |  | Structural excavation for minor structures, for sheeting or soldier beams/lagging, see Section 31 52 16.10 (MF 02260 200) |  | 0 | 0 |  | 0 | 0 | 0 | 0 | 0 | 0 | 0 | 0 | 0 | 0 | 0 | 0 | 0 | 0 | 0 | 0 | STD | Year 2020 | National Average
0 | 312316169040 |  |  | Structural excavation for minor structures, for trench excavation of strip footings, see Section 31 23 16.13 (MF 02315 610) |  | 0 | 0 |  | 0 | 0 | 0 | 0 | 0 | 0 | 0 | 0 | 0 | 0 | 0 | 0 | 0 | 0 | 0 | 0 | STD | Year 2020 | National Average
0 | 312316260010 |  |  | Rock removal, drilling only for rock |  | 0 | 0 |  | 0 | 0 | 0 | 0 | 0 | 0 | 0 | 0 | 0 | 0 | 0 | 0 | 0 | 0 | 0 | 0 | STD | Year 2020 | National Average
0 | 312316260015 |  |  | Rock removal, drilling only for rock bolts, 2" hole | B47 | 316 | 0.08 | L.F. | 0 | 3.52 | 4.92 | 8.44 | 0 | 0 | 0 | 0 | 0 | 5.3 | 5.4 | 10.7 | 0 | 0 | 0 | 0 | STD | Year 2020 | National Average
0 | 312316260800 |  |  | Rock removal, drilling only for rock quarry for hole for pre-splitting, 2-1/2" hole | B47 | 250 | 0.1 | L.F. | 0 | 4.45 | 6.2 | 10.65 | 0 | 0 | 0 | 0 | 0 | 6.7 | 6.85 | 13.55 | 0 | 0 | 0 | 0 | STD | Year 2020 | National Average
0 | 312316264600 |  |  | Rock removal, drilling only for rock quarry production, 2-1/2" to 3-1/2" diameter | B47 | 240 | 0.1 | L.F. | 0 | 4.64 | 6.5 | 11.14 | 0 | 0 | 0 | 0 | 0 | 6.95 | 7.15 | 14.1 | 0 | 0 | 0 | 0 | STD | Year 2020 | National Average
0 | 312316300010 |  |  | Drilling and blasting rock |  | 0 | 0 |  | 0 | 0 | 0 | 0 | 0 | 0 | 0 | 0 | 0 | 0 | 0 | 0 | 0 | 0 | 0 | 0 | STD | Year 2020 | National Average
0 | 312316300020 |  |  | Drilling and blasting rock, open face, under 1,500 C.Y. | B47 | 225 | 0.11 | B.C.Y. | 4.54 | 4.95 | 6.9 | 16.39 | 0 | 0 | 0 | 0 | 4.99 | 7.4 | 7.6 | 19.99 | 0 | 0 | 0 | 0 | STD | Year 2020 | National Average
0 | 312316300100 |  |  | Drilling and blasting rock, open face, over 1,500 C.Y. | B47 | 300 | 0.08 | B.C.Y. | 4.54 | 3.71 | 5.2 | 13.45 | 0 | 0 | 0 | 0 | 4.99 | 5.55 | 5.7 | 16.24 | 0 | 0 | 0 | 0 | STD | Year 2020 | National Average
0 | 312316300200 |  |  | Drilling and blasting rock, areas where blasting mats are required, under 1,500 C.Y. | B47 | 175 | 0.14 | B.C.Y. | 4.54 | 6.35 | 8.9 | 19.79 | 0 | 0 | 0 | 0 | 4.99 | 9.55 | 9.8 | 24.34 | 0 | 0 | 0 | 0 | STD | Year 2020 | National Average
0 | 312316300250 |  |  | Drilling and blasting rock, areas where blasting mats are required, over 1,500 C.Y. | B47 | 250 | 0.1 | B.C.Y. | 4.54 | 4.45 | 6.2 | 15.19 | 0 | 0 | 0 | 0 | 4.99 | 6.7 | 6.85 | 18.54 | 0 | 0 | 0 | 0 | STD | Year 2020 | National Average
0 | 312316300300 |  |  | Drilling and blasting rock, bulk drilling and blasting, can vary greatly, average |  | 0 | 0 | B.C.Y. | 0 | 0 | 0 | 9.65 | 0 | 0 | 0 | 0 | 0 | 0 | 0 | 12.2 | 0 | 0 | 0 | 0 | STD | Year 2020 | National Average
0 | 312316300500 |  |  | Drilling and blasting rock, bulk drilling and blasting, can vary greatly, pits, average |  | 0 | 0 | B.C.Y. | 0 | 0 | 0 | 25.5 | 0 | 0 | 0 | 0 | 0 | 0 | 0 | 31.5 | 0 | 0 | 0 | 0 | STD | Year 2020 | National Average
0 | 312316301300 |  |  | Drilling and blasting rock, bulk drilling and blasting, up to 1,500 C.Y., deep hole method | B47 | 50 | 0.48 | B.C.Y. | 4.54 | 22.5 | 31 | 58.04 | 0 | 0 | 0 | 0 | 4.99 | 33.5 | 34 | 72.49 | 0 | 0 | 0 | 0 | STD | Year 2020 | National Average
0 | 312316301400 |  |  | Drilling and blasting rock, bulk drilling and blasting, over 1,500 C.Y., deep hole method | B47 | 66 | 0.36 | B.C.Y. | 4.54 | 16.85 | 23.5 | 44.89 | 0 | 0 | 0 | 0 | 4.99 | 25.5 | 26 | 56.49 | 0 | 0 | 0 | 0 | STD | Year 2020 | National Average
0 | 312316301900 |  |  | Drilling and blasting rock, restricted areas, up to 1,500 C.Y. | B47 | 13 | 1.85 | B.C.Y. | 4.54 | 85.5 | 120 | 210.04 | 0 | 0 | 0 | 0 | 4.99 | 128 | 132 | 264.99 | 0 | 0 | 0 | 0 | STD | Year 2020 | National Average
0 | 312316302000 |  |  | Drilling and blasting rock, restricted areas, over 1,500 C.Y. | B47 | 20 | 1.2 | B.C.Y. | 4.54 | 55.5 | 78 | 138.04 | 0 | 0 | 0 | 0 | 4.99 | 83.5 | 85.5 | 173.99 | 0 | 0 | 0 | 0 | STD | Year 2020 | National Average
0 | 312316302200 |  |  | Drilling and blasting rock, trenches, up to 1,500 C.Y. | B47 | 22 | 1.09 | B.C.Y. | 13.15 | 50.5 | 70.5 | 134.15 | 0 | 0 | 0 | 0 | 14.5 | 76 | 78 | 168.5 | 0 | 0 | 0 | 0 | STD | Year 2020 | National Average
0 | 312316302300 |  |  | Drilling and blasting rock, trenches, over 1,500 C.Y. | B47 | 26 | 0.92 | B.C.Y. | 13.15 | 43 | 60 | 116.15 | 0 | 0 | 0 | 0 | 14.5 | 64 | 66 | 144.5 | 0 | 0 | 0 | 0 | STD | Year 2020 | National Average
0 | 312316302500 |  |  | Drilling and blasting rock, pier holes, up to 1,500 C.Y. | B47 | 22 | 1.09 | B.C.Y. | 4.54 | 50.5 | 70.5 | 125.54 | 0 | 0 | 0 | 0 | 4.99 | 76 | 78 | 158.99 | 0 | 0 | 0 | 0 | STD | Year 2020 | National Average
0 | 312316302600 |  |  | Drilling and blasting rock, pier holes, over 1,500 C.Y. | B47 | 31 | 0.77 | B.C.Y. | 4.54 | 36 | 50 | 90.54 | 0 | 0 | 0 | 0 | 4.99 | 54 | 55 | 113.99 | 0 | 0 | 0 | 0 | STD | Year 2020 | National Average
0 | 312316302800 |  |  | Drilling and blasting rock, boulders, under 1/2 C.Y., loaded on truck, excludes hauling | B10O | 80 | 0.15 | B.C.Y. | 0 | 7.8 | 12 | 19.8 | 0 | 0 | 0 | 0 | 0 | 11.65 | 13.2 | 24.85 | 0 | 0 | 0 | 0 | STD | Year 2020 | National Average
0 | 312316302900 |  |  | Drilling and blasting rock, boulders, drilled and blasted | B47 | 100 | 0.24 | B.C.Y. | 4.54 | 11.15 | 15.55 | 31.24 | 0 | 0 | 0 | 0 | 4.99 | 16.7 | 17.1 | 38.79 | 0 | 0 | 0 | 0 | STD | Year 2020 | National Average
0 | 312316303100 |  |  | Drilling and blasting rock, jackhammer operators with foreman, compressor, and air tools, per day | B9 | 1 | 40 | Day | 0 | 1700 | 355 | 2055 | 0 | 0 | 0 | 0 | 0 | 2550 | 395 | 2945 | 0 | 0 | 0 | 0 | STD | Year 2020 | National Average
0 | 312316303300 |  |  | Drilling and blasting rock, track drill, compressor, operator and foreman, per day | B47 | 1 | 24 | Day | 0 | 1125 | 1550 | 2675 | 0 | 0 | 0 | 0 | 0 | 1675 | 1700 | 3375 | 0 | 0 | 0 | 0 | STD | Year 2020 | National Average
0 | 312316303500 |  |  | Drilling and blasting rock, blasting caps |  | 0 | 0 | Ea. | 6.65 | 0 | 0 | 6.65 | 0 | 0 | 0 | 0 | 7.3 | 0 | 0 | 7.3 | 0 | 0 | 0 | 0 | STD | Year 2020 | National Average
0 | 312316303700 |  |  | Drilling and blasting rock, explosives |  | 0 | 0 | Ea. | 0.54 | 0 | 0 | 0.54 | 0 | 0 | 0 | 0 | 0.59 | 0 | 0 | 0.59 | 0 | 0 | 0 | 0 | STD | Year 2020 | National Average
0 | 312316303800 |  |  | Drilling and blasting rock, blasting mats, purchase |  | 0 | 0 | Ea. | 1275 | 0 | 0 | 1275 | 0 | 0 | 0 | 0 | 1400 | 0 | 0 | 1400 | 0 | 0 | 0 | 0 | STD | Year 2020 | National Average
0 | 312316303900 |  |  | Drilling and blasting rock, blasting mats, rent, first day |  | 0 | 0 | Ea. | 211 | 0 | 0 | 211 | 0 | 0 | 0 | 0 | 232 | 0 | 0 | 232 | 0 | 0 | 0 | 0 | STD | Year 2020 | National Average
0 | 312316304000 |  |  | Drilling and blasting rock, blasting mats, rent, per added day |  | 0 | 0 | Ea. | 65.5 | 0 | 0 | 65.5 | 0 | 0 | 0 | 0 | 72 | 0 | 0 | 72 | 0 | 0 | 0 | 0 | STD | Year 2020 | National Average
0 | 312316304200 |  |  | Drilling and blasting rock, preblast survey individual lot, for 6 room house, minimum | A6 | 2.4 | 6.67 | Ea. | 0 | 355 | 12.85 | 367.85 | 0 | 0 | 0 | 0 | 0 | 530 | 14.15 | 544.15 | 0 | 0 | 0 | 0 | STD | Year 2020 | National Average
0 | 312316304300 |  |  | Drilling and blasting rock, preblast survey for house, individual lot, for 6 room house, maximum | A6 | 1.35 | 11.85 | Ea. | 0 | 625 | 23 | 648 | 0 | 0 | 0 | 0 | 0 | 945 | 25 | 970 | 0 | 0 | 0 | 0 | STD | Year 2020 | National Average
0 | 312316304500 |  |  | Drilling and blasting rock, preblast survey for house, city block within zone of influence, for 6 room house, minimum | A8 | 25200 | 0 | S.F. | 0 | 0.07 | 0 | 0.07 | 0 | 0 | 0 | 0 | 0 | 0.11 | 0 | 0.11 | 0 | 0 | 0 | 0 | STD | Year 2020 | National Average
0 | 312316304600 |  |  | Drilling and blasting rock, preblast survey for house, city block within zone of influence, for 6 room house, maximum | A8 | 15100 | 0 | S.F. | 0 | 0.12 | 0 | 0.12 | 0 | 0 | 0 | 0 | 0 | 0.18 | 0 | 0.18 | 0 | 0 | 0 | 0 | STD | Year 2020 | National Average
0 | 312316420010 |  |  | Excavating, bulk bank measure, common earth, piled, excluding truck loading |  | 0 | 0 |  | 0 | 0 | 0 | 0 | 0 | 0 | 0 | 0 | 0 | 0 | 0 | 0 | 0 | 0 | 0 | 0 | STD | Year 2020 | National Average
0 | 312316420011 |  |  | Common earth piled |  | 0 | 0 |  | 0 | 0 | 0 | 0 | 0 | 0 | 0 | 0 | 0 | 0 | 0 | 0 | 0 | 0 | 0 | 0 | STD | Year 2020 | National Average
0 | 312316420050 |  |  | Excavating, bulk bank measure, for mobilization and demobilization, see Section 01 54 36.50 (MF95 02305 250) |  | 0 | 0 |  | 0 | 0 | 0 | 0 | 0 | 0 | 0 | 0 | 0 | 0 | 0 | 0 | 0 | 0 | 0 | 0 | STD | Year 2020 | National Average
0 | 312316420100 |  |  | Excavating, bulk bank measure, for hauling, see Section 31 23 23.20 (MF95 02315 492) |  | 0 | 0 |  | 0 | 0 | 0 | 0 | 0 | 0 | 0 | 0 | 0 | 0 | 0 | 0 | 0 | 0 | 0 | 0 | STD | Year 2020 | National Average
0 | 312316420200 |  |  | Excavating, bulk bank measure, 1 C.Y. capacity = 100 C.Y./hour, backhoe, hydraulic, crawler mounted, excluding truck loading | B12A | 800 | 0.02 | B.C.Y. | 0 | 1.01 | 0.99 | 2 | 0 | 0 | 0 | 0 | 0 | 1.52 | 1.09 | 2.61 | 0 | 0 | 0 | 0 | STD | Year 2020 | National Average
0 | 312316420250 |  |  | Excavating, bulk bank measure, 1-1/2 C.Y. capacity = 125 C.Y./hr, backhoe, hydraulic, crawler mounted, excluding truck loading | B12B | 1000 | 0.02 | B.C.Y. | 0 | 0.81 | 0.69 | 1.5 | 0 | 0 | 0 | 0 | 0 | 1.21 | 0.76 | 1.97 | 0 | 0 | 0 | 0 | STD | Year 2020 | National Average
0 | 312316420260 |  |  | Excavating, bulk bank measure, 2 C.Y. capacity = 165 C.Y./hr, backhoe, hydraulic, crawler mounted, excluding truck loading | B12C | 1320 | 0.01 | B.C.Y. | 0 | 0.61 | 0.72 | 1.33 | 0 | 0 | 0 | 0 | 0 | 0.92 | 0.79 | 1.71 | 0 | 0 | 0 | 0 | STD | Year 2020 | National Average
0 | 312316420300 |  |  | Excavating, bulk bank measure, 3 C.Y. capacity = 260 C.Y./hour, backhoe, hydraulic, crawler mounted, excluding truck loading | B12D | 2080 | 0.01 | B.C.Y. | 0 | 0.39 | 1.04 | 1.43 | 0 | 0 | 0 | 0 | 0 | 0.58 | 1.14 | 1.72 | 0 | 0 | 0 | 0 | STD | Year 2020 | National Average
0 | 312316420305 |  |  | Excavating, bulk bank measure, 3-1/2 C.Y. capacity = 300 C.Y./hour, backhoe, hydraulic, crawler mounted, excluding truck loading | B12D | 2400 | 0.01 | B.C.Y. | 0 | 0.34 | 0.9 | 1.24 | 0 | 0 | 0 | 0 | 0 | 0.51 | 0.99 | 1.5 | 0 | 0 | 0 | 0 | STD | Year 2020 | National Average
0 | 312316420310 |  |  | Excavating, bulk bank measure, 1/2 C.Y. capacity = 40 C.Y./hour, backhoe, hydraulic, wheel mounted, excluding truck loading | B12E | 320 | 0.05 | B.C.Y. | 0 | 2.53 | 1.41 | 3.94 | 0 | 0 | 0 | 0 | 0 | 3.79 | 1.55 | 5.34 | 0 | 0 | 0 | 0 | STD | Year 2020 | National Average
0 | 312316420360 |  |  | Excavating, bulk bank measure, 3/4 C.Y. capacity = 60 C.Y./hour, backhoe, hydraulic, wheel mounted, excluding truck loading | B12F | 480 | 0.03 | B.C.Y. | 0 | 1.69 | 1.45 | 3.14 | 0 | 0 | 0 | 0 | 0 | 2.53 | 1.59 | 4.12 | 0 | 0 | 0 | 0 | STD | Year 2020 | National Average
0 | 312316420500 |  |  | Excavating, bulk bank measure, 1/2 C.Y. capacity = 20 C.Y./hour, clamshell, excluding truck loading | B12G | 160 | 0.1 | B.C.Y. | 0 | 5.05 | 5.35 | 10.4 | 0 | 0 | 0 | 0 | 0 | 7.6 | 5.9 | 13.5 | 0 | 0 | 0 | 0 | STD | Year 2020 | National Average
0 | 312316420550 |  |  | Excavating, bulk bank measure, 1 C.Y. capacity = 35 C.Y./hour, clamshell, excluding truck loading | B12H | 280 | 0.06 | B.C.Y. | 0 | 2.89 | 4.28 | 7.17 | 0 | 0 | 0 | 0 | 0 | 4.34 | 4.7 | 9.04 | 0 | 0 | 0 | 0 | STD | Year 2020 | National Average
0 | 312316420950 |  |  | Excavating, bulk bank measure, 1/2 C.Y. capacity = 30 C.Y./hour, dragline, excluding truck loading | B12I | 240 | 0.07 | B.C.Y. | 0 | 3.38 | 4.26 | 7.64 | 0 | 0 | 0 | 0 | 0 | 5.05 | 4.69 | 9.74 | 0 | 0 | 0 | 0 | STD | Year 2020 | National Average
0 | 312316421000 |  |  | Excavating, bulk bank measure, 3/4 C.Y. capacity = 35 C.Y./hour, dragline, excluding truck loading | B12I | 280 | 0.06 | B.C.Y. | 0 | 2.89 | 3.65 | 6.54 | 0 | 0 | 0 | 0 | 0 | 4.34 | 4.02 | 8.36 | 0 | 0 | 0 | 0 | STD | Year 2020 | National Average
0 | 312316421050 |  |  | Excavating, bulk bank measure, 1-1/2 C.Y. capacity = 65 C.Y./hour, dragline, excluding truck loading | B12P | 520 | 0.03 | B.C.Y. | 0 | 1.56 | 2.44 | 4 | 0 | 0 | 0 | 0 | 0 | 2.33 | 2.69 | 5.02 | 0 | 0 | 0 | 0 | STD | Year 2020 | National Average
0 | 312316421200 |  |  | Excavating, bulk bank measure, 1-1/2 C.Y. capacity = 70 C.Y./hour, front end loader, track mounted, excluding truck loading | B10N | 560 | 0.02 | B.C.Y. | 0 | 1.11 | 1.01 | 2.12 | 0 | 0 | 0 | 0 | 0 | 1.66 | 1.11 | 2.77 | 0 | 0 | 0 | 0 | STD | Year 2020 | National Average
0 | 312316421250 |  |  | Excavating, bulk bank measure, 2-1/2 C.Y. capacity = 95 C.Y./hour, front end loader, track mounted, excluding truck loading | B10O | 760 | 0.02 | B.C.Y. | 0 | 0.82 | 1.26 | 2.08 | 0 | 0 | 0 | 0 | 0 | 1.23 | 1.39 | 2.62 | 0 | 0 | 0 | 0 | STD | Year 2020 | National Average
0 | 312316421300 |  |  | Excavating, bulk bank measure, 3 C.Y. capacity = 130 C.Y./hour, front end loader, track mounted, excluding truck loading | B10P | 1040 | 0.01 | B.C.Y. | 0 | 0.6 | 1.12 | 1.72 | 0 | 0 | 0 | 0 | 0 | 0.9 | 1.24 | 2.14 | 0 | 0 | 0 | 0 | STD | Year 2020 | National Average
0 | 312316421350 |  |  | Excavating, bulk bank measure, 5 C.Y. capacity = 160 C.Y./hour, front end loader, track mounted, excluding truck loading | B10Q | 1280 | 0.01 | B.C.Y. | 0 | 0.49 | 1.16 | 1.65 | 0 | 0 | 0 | 0 | 0 | 0.73 | 1.28 | 2.01 | 0 | 0 | 0 | 0 | STD | Year 2020 | National Average
0 | 312316421500 |  |  | Excavating, bulk bank measure, 3/4 C.Y. capacity = 45 C.Y./hour, wheel mounted, excluding truck loading | B10R | 360 | 0.03 | B.C.Y. | 0 | 1.73 | 0.84 | 2.57 | 0 | 0 | 0 | 0 | 0 | 2.59 | 0.92 | 3.51 | 0 | 0 | 0 | 0 | STD | Year 2020 | National Average
0 | 312316421550 |  |  | Excavating, bulk bank measure, 1-1/2 C.Y. capacity = 80 C.Y./hour, wheel mounted, excluding truck loading | B10S | 640 | 0.02 | B.C.Y. | 0 | 0.97 | 0.66 | 1.63 | 0 | 0 | 0 | 0 | 0 | 1.46 | 0.73 | 2.19 | 0 | 0 | 0 | 0 | STD | Year 2020 | National Average
0 | 312316421600 |  |  | Excavating, bulk bank measure, 2-1/4 C.Y. capacity = 100 C.Y./hour, wheel mounted, excluding truck loading | B10T | 800 | 0.01 | B.C.Y. | 0 | 0.78 | 0.88 | 1.66 | 0 | 0 | 0 | 0 | 0 | 1.16 | 0.97 | 2.13 | 0 | 0 | 0 | 0 | STD | Year 2020 | National Average
0 | 312316421650 |  |  | Excavating, bulk bank measure, 5 C.Y. capacity = 185 C.Y./hour, wheel mounted, excluding truck loading | B10U | 1480 | 0.01 | B.C.Y. | 0 | 0.42 | 0.65 | 1.07 | 0 | 0 | 0 | 0 | 0 | 0.63 | 0.71 | 1.34 | 0 | 0 | 0 | 0 | STD | Year 2020 | National Average
0 | 312316421800 |  |  | Excavating, bulk bank measure, 1/2 C.Y. = 30 C.Y./hour, hydraulic excavator, truck mounted, excluding truck loading | B12J | 240 | 0.07 | B.C.Y. | 0 | 3.38 | 3.53 | 6.91 | 0 | 0 | 0 | 0 | 0 | 5.05 | 3.88 | 8.93 | 0 | 0 | 0 | 0 | STD | Year 2020 | National Average
0 | 312316421850 |  |  | Excavating, bulk bank measure, 48" bucket, 1 C.Y. = 45 C.Y./hour, hydraulic excavator, truck mounted, excluding truck loading | B12K | 360 | 0.04 | B.C.Y. | 0 | 2.25 | 2.7 | 4.95 | 0 | 0 | 0 | 0 | 0 | 3.37 | 2.98 | 6.35 | 0 | 0 | 0 | 0 | STD | Year 2020 | National Average
0 | 312316423700 |  |  | Excavating, bulk bank measure, 1/2 C.Y. capacity = 55 C.Y./hour, shovel, excluding truck loading | B12L | 440 | 0.04 | B.C.Y. | 0 | 1.84 | 1.95 | 3.79 | 0 | 0 | 0 | 0 | 0 | 2.76 | 2.14 | 4.9 | 0 | 0 | 0 | 0 | STD | Year 2020 | National Average
0 | 312316423750 |  |  | Excavating, bulk bank measure, 3/4 C.Y. capacity = 85 C.Y./hour, shovel, excluding truck loading | B12M | 680 | 0.02 | B.C.Y. | 0 | 1.19 | 1.52 | 2.71 | 0 | 0 | 0 | 0 | 0 | 1.79 | 1.67 | 3.46 | 0 | 0 | 0 | 0 | STD | Year 2020 | National Average
0 | 312316423800 |  |  | Excavating, bulk bank measure, 1 C.Y. capacity = 120 C.Y./hour, shovel, excluding truck loading | B12N | 960 | 0.02 | B.C.Y. | 0 | 0.84 | 1.26 | 2.1 | 0 | 0 | 0 | 0 | 0 | 1.26 | 1.38 | 2.64 | 0 | 0 | 0 | 0 | STD | Year 2020 | National Average
0 | 312316423850 |  |  | Excavating, bulk bank measure, 1-1/2 C.Y. capacity = 160 C.Y./hour, shovel, excluding truck loading | B12O | 1280 | 0.01 | B.C.Y. | 0 | 0.63 | 1.01 | 1.64 | 0 | 0 | 0 | 0 | 0 | 0.95 | 1.11 | 2.06 | 0 | 0 | 0 | 0 | STD | Year 2020 | National Average
0 | 312316423900 |  |  | Excavating, bulk bank measure, 3 C.Y. capacity = 250 C.Y./hour, shovel, excluding truck loading | B12T | 2000 | 0.01 | B.C.Y. | 0 | 0.41 | 1.06 | 1.47 | 0 | 0 | 0 | 0 | 0 | 0.61 | 1.16 | 1.77 | 0 | 0 | 0 | 0 | STD | Year 2020 | National Average
0 | 312316424400 |  |  | Excavating, bulk bank measure, in sheeting or cofferdam, with all other equipment, minimum | B12H | 160 | 0.1 | B.C.Y. | 0 | 5.05 | 7.5 | 12.55 | 0 | 0 | 0 | 0 | 0 | 7.6 | 8.25 | 15.85 | 0 | 0 | 0 | 0 | STD | Year 2020 | National Average
0 | 312316424450 |  |  | Excavating, bulk bank measure, in sheeting or cofferdam, clamshell, maximum | B12H | 60 | 0.27 | B.C.Y. | 0 | 13.5 | 19.95 | 33.45 | 0 | 0 | 0 | 0 | 0 | 20 | 22 | 42 | 0 | 0 | 0 | 0 | STD | Year 2020 | National Average
0 | 312316425000 |  |  | Excavating, bulk bank measure, sandy clay/loam, open site, excluding truck loading |  | 0 | 0 |  | 0 | 0 | 0 | 0 | 0 | 0 | 0 | 0 | 0 | 0 | 0 | 0 | 0 | 0 | 0 | 0 | STD | Year 2020 | National Average
0 | 312316425100 |  |  | Excavating, bulk bank measure, sandy clay/loam, open site, 1 C.Y. capacity = 120 C.Y./hour, excavator, hydraulic, crawler mounted, excluding truck loading | B12A | 960 | 0.02 | B.C.Y. | 0 | 0.84 | 0.83 | 1.67 | 0 | 0 | 0 | 0 | 0 | 1.26 | 0.91 | 2.17 | 0 | 0 | 0 | 0 | STD | Year 2020 | National Average
0 | 312316425150 |  |  | Excavating, bulk bank measure, sandy clay/loam, open site, 1-1/2 C.Y. capacity = 150 C.Y./hour, excavator, hydraulic, crawler mounted, excluding truck loading | B12B | 1200 | 0.01 | B.C.Y. | 0 | 0.68 | 0.57 | 1.25 | 0 | 0 | 0 | 0 | 0 | 1.01 | 0.63 | 1.64 | 0 | 0 | 0 | 0 | STD | Year 2020 | National Average
0 | 312316425300 |  |  | Excavating, bulk bank measure, sandy clay/loam, open site, 2 C.Y. capacity = 195 C.Y./hour, excavator, hydraulic, crawler mounted, excluding truck loading | B12C | 1560 | 0.01 | B.C.Y. | 0 | 0.52 | 0.61 | 1.13 | 0 | 0 | 0 | 0 | 0 | 0.78 | 0.67 | 1.45 | 0 | 0 | 0 | 0 | STD | Year 2020 | National Average
0 | 312316425400 |  |  | Excavating, bulk bank measure, sandy clay/loam, open site, 3 C.Y. capacity = 300 C.Y./hour, excavator, hydraulic, crawler mounted, excluding truck loading | B12D | 2400 | 0.01 | B.C.Y. | 0 | 0.34 | 0.9 | 1.24 | 0 | 0 | 0 | 0 | 0 | 0.51 | 0.99 | 1.5 | 0 | 0 | 0 | 0 | STD | Year 2020 | National Average
0 | 312316425500 |  |  | Excavating, bulk bank measure, sandy clay/loam, open site, 3 1/2 C.Y. capacity = 350 C.Y./hour, excavator, hydraulic, crawler mounted, excluding truck loading | B12D | 2800 | 0.01 | B.C.Y. | 0 | 0.29 | 0.77 | 1.06 | 0 | 0 | 0 | 0 | 0 | 0.43 | 0.85 | 1.28 | 0 | 0 | 0 | 0 | STD | Year 2020 | National Average
0 | 312316425610 |  |  | Excavating, bulk bank measure, sandy clay/loam, open site, 1/2 C.Y. capacity = 44 C.Y./hour, backhoe, hydraulic, wheel mounted, excluding truck loading | B12E | 352 | 0.04 | B.C.Y. | 0 | 2.3 | 1.28 | 3.58 | 0 | 0 | 0 | 0 | 0 | 3.45 | 1.41 | 4.86 | 0 | 0 | 0 | 0 | STD | Year 2020 | National Average
0 | 312316425660 |  |  | Excavating, bulk bank measure, sandy clay/loam, open site, 3/4 C.Y. capacity = 66 C.Y./hour, backhoe, hydraulic, wheel mounted, excluding truck loading | B12F | 528 | 0.03 | B.C.Y. | 0 | 1.53 | 1.31 | 2.84 | 0 | 0 | 0 | 0 | 0 | 2.3 | 1.45 | 3.75 | 0 | 0 | 0 | 0 | STD | Year 2020 | National Average
0 | 312316428000 |  |  | Excavating, bulk bank measure, for hauling excavated material, see Section 31 23 23.20 (MF95 02315 492) |  | 0 | 0 |  | 0 | 0 | 0 | 0 | 0 | 0 | 0 | 0 | 0 | 0 | 0 | 0 | 0 | 0 | 0 | 0 | STD | Year 2020 | National Average
0 | 312316460010 |  |  | Excavating, bulk, dozer, open site |  | 0 | 0 |  | 0 | 0 | 0 | 0 | 0 | 0 | 0 | 0 | 0 | 0 | 0 | 0 | 0 | 0 | 0 | 0 | STD | Year 2020 | National Average
0 | 312316460011 |  |  | Open site |  | 0 | 0 |  | 0 | 0 | 0 | 0 | 0 | 0 | 0 | 0 | 0 | 0 | 0 | 0 | 0 | 0 | 0 | 0 | STD | Year 2020 | National Average
0 | 312316462000 |  |  | Excavating, bulk, dozer, open site, bank measure, sand and gravel, 80 HP dozer, 50' haul | B10L | 460 | 0.03 | B.C.Y. | 0 | 1.35 | 0.87 | 2.22 | 0 | 0 | 0 | 0 | 0 | 2.03 | 0.96 | 2.99 | 0 | 0 | 0 | 0 | STD | Year 2020 | National Average
0 | 312316462010 |  |  | Excavating, bulk, dozer, open site, bank measure, sandy clay & loam, 80 HP dozer, 50' haul | B10L | 440 | 0.03 | B.C.Y. | 0 | 1.41 | 0.91 | 2.32 | 0 | 0 | 0 | 0 | 0 | 2.12 | 1 | 3.12 | 0 | 0 | 0 | 0 | STD | Year 2020 | National Average
0 | 312316462020 |  |  | Excavating, bulk, dozer, open site, bank measure, common earth, 80 HP dozer, 50' haul | B10L | 400 | 0.03 | B.C.Y. | 0 | 1.56 | 1 | 2.56 | 0 | 0 | 0 | 0 | 0 | 2.33 | 1.1 | 3.43 | 0 | 0 | 0 | 0 | STD | Year 2020 | National Average
0 | 312316462040 |  |  | Excavating, bulk, dozer, open site, bank measure, clay, 80 HP dozer, 50' haul | B10L | 250 | 0.05 | B.C.Y. | 0 | 2.49 | 1.61 | 4.1 | 0 | 0 | 0 | 0 | 0 | 3.73 | 1.77 | 5.5 | 0 | 0 | 0 | 0 | STD | Year 2020 | National Average
0 | 312316462200 |  |  | Excavating, bulk, dozer, open site, bank measure, sand and gravel, 80 HP dozer, 150' haul | B10L | 230 | 0.05 | B.C.Y. | 0 | 2.71 | 1.75 | 4.46 | 0 | 0 | 0 | 0 | 0 | 4.05 | 1.92 | 5.97 | 0 | 0 | 0 | 0 | STD | Year 2020 | National Average
0 | 312316462210 |  |  | Excavating, bulk, dozer, open site, bank measure, sandy clay & loam, 80 HP dozer, 150' haul | B10L | 220 | 0.06 | B.C.Y. | 0 | 2.83 | 1.82 | 4.65 | 0 | 0 | 0 | 0 | 0 | 4.24 | 2.01 | 6.25 | 0 | 0 | 0 | 0 | STD | Year 2020 | National Average
0 | 312316462220 |  |  | Excavating, bulk, dozer, open site, bank measure, common earth, 80 HP dozer, 150' haul | B10L | 200 | 0.06 | B.C.Y. | 0 | 3.11 | 2.01 | 5.12 | 0 | 0 | 0 | 0 | 0 | 4.66 | 2.21 | 6.87 | 0 | 0 | 0 | 0 | STD | Year 2020 | National Average
0 | 312316462240 |  |  | Excavating, bulk, dozer, open site, bank measure, clay, 80 HP dozer, 150' haul | B10L | 125 | 0.1 | B.C.Y. | 0 | 4.98 | 3.21 | 8.19 | 0 | 0 | 0 | 0 | 0 | 7.45 | 3.53 | 10.98 | 0 | 0 | 0 | 0 | STD | Year 2020 | National Average
0 | 312316462400 |  |  | Excavating, bulk, dozer, open site, bank measure, sand and gravel, 80 HP dozer, 300' haul | B10L | 120 | 0.1 | B.C.Y. | 0 | 5.2 | 3.35 | 8.55 | 0 | 0 | 0 | 0 | 0 | 7.75 | 3.68 | 11.43 | 0 | 0 | 0 | 0 | STD | Year 2020 | National Average
0 | 312316462410 |  |  | Excavating, bulk, dozer, open site, bank measure, sandy clay & loam, 80 HP dozer, 300' haul | B10L | 115 | 0.1 | B.C.Y. | 0 | 5.4 | 3.49 | 8.89 | 0 | 0 | 0 | 0 | 0 | 8.1 | 3.84 | 11.94 | 0 | 0 | 0 | 0 | STD | Year 2020 | National Average
0 | 312316462420 |  |  | Excavating, bulk, dozer, open site, bank measure, common earth, 80 HP dozer, 300' haul | B10L | 100 | 0.12 | B.C.Y. | 0 | 6.2 | 4.01 | 10.21 | 0 | 0 | 0 | 0 | 0 | 9.3 | 4.42 | 13.72 | 0 | 0 | 0 | 0 | STD | Year 2020 | National Average
0 | 312316462440 |  |  | Excavating, bulk, dozer, open site, bank measure, clay, 80 HP dozer, 300' haul | B10L | 65 | 0.18 | B.C.Y. | 0 | 9.6 | 6.2 | 15.8 | 0 | 0 | 0 | 0 | 0 | 14.35 | 6.8 | 21.15 | 0 | 0 | 0 | 0 | STD | Year 2020 | National Average
0 | 312316463000 |  |  | Excavating, bulk, dozer, open site, bank measure, sand and gravel, 105 HP dozer, 50' haul | B10W | 700 | 0.02 | B.C.Y. | 0 | 0.89 | 0.91 | 1.8 | 0 | 0 | 0 | 0 | 0 | 1.33 | 1 | 2.33 | 0 | 0 | 0 | 0 | STD | Year 2020 | National Average
0 | 312316463010 |  |  | Excavating, bulk, dozer, open site, bank measure, sandy clay & loam, 105 HP dozer, 50' haul | B10W | 680 | 0.02 | B.C.Y. | 0 | 0.92 | 0.93 | 1.85 | 0 | 0 | 0 | 0 | 0 | 1.37 | 1.03 | 2.4 | 0 | 0 | 0 | 0 | STD | Year 2020 | National Average
0 | 312316463020 |  |  | Excavating, bulk, dozer, open site, bank measure, common earth, 105 HP dozer, 50' haul | B10W | 610 | 0.02 | B.C.Y. | 0 | 1.02 | 1.04 | 2.06 | 0 | 0 | 0 | 0 | 0 | 1.53 | 1.14 | 2.67 | 0 | 0 | 0 | 0 | STD | Year 2020 | National Average
0 | 312316463040 |  |  | Excavating, bulk, dozer, open site, bank measure, clay, 105 HP dozer, 50' haul | B10W | 385 | 0.03 | B.C.Y. | 0 | 1.62 | 1.65 | 3.27 | 0 | 0 | 0 | 0 | 0 | 2.42 | 1.81 | 4.23 | 0 | 0 | 0 | 0 | STD | Year 2020 | National Average
0 | 312316463200 |  |  | Excavating, bulk, dozer, open site, bank measure, sand and gravel, 105 HP dozer, 150' haul | B10W | 310 | 0.04 | B.C.Y. | 0 | 2.01 | 2.04 | 4.05 | 0 | 0 | 0 | 0 | 0 | 3.01 | 2.25 | 5.26 | 0 | 0 | 0 | 0 | STD | Year 2020 | National Average
0 | 312316463210 |  |  | Excavating, bulk, dozer, open site, bank measure, sandy clay & loam, 105 HP dozer, 150' haul | B10W | 300 | 0.04 | B.C.Y. | 0 | 2.07 | 2.11 | 4.18 | 0 | 0 | 0 | 0 | 0 | 3.11 | 2.32 | 5.43 | 0 | 0 | 0 | 0 | STD | Year 2020 | National Average
0 | 312316463220 |  |  | Excavating, bulk, dozer, open site, bank measure, common earth, 105 HP dozer, 150' haul | B10W | 270 | 0.04 | B.C.Y. | 0 | 2.31 | 2.35 | 4.66 | 0 | 0 | 0 | 0 | 0 | 3.45 | 2.58 | 6.03 | 0 | 0 | 0 | 0 | STD | Year 2020 | National Average
0 | 312316463240 |  |  | Excavating, bulk, dozer, open site, bank measure, clay, 105 HP dozer, 150' haul | B10W | 170 | 0.07 | B.C.Y. | 0 | 3.66 | 3.73 | 7.39 | 0 | 0 | 0 | 0 | 0 | 5.5 | 4.1 | 9.6 | 0 | 0 | 0 | 0 | STD | Year 2020 | National Average
0 | 312316463300 |  |  | Excavating, bulk, dozer, open site, bank measure, sand and gravel, 105 HP dozer, 300' haul | B10W | 140 | 0.09 | B.C.Y. | 0 | 4.45 | 4.53 | 8.98 | 0 | 0 | 0 | 0 | 0 | 6.65 | 4.98 | 11.63 | 0 | 0 | 0 | 0 | STD | Year 2020 | National Average
0 | 312316463310 |  |  | Excavating, bulk, dozer, open site, bank measure, sandy clay & loam, 105 HP dozer, 300' haul | B10W | 135 | 0.09 | B.C.Y. | 0 | 4.61 | 4.7 | 9.31 | 0 | 0 | 0 | 0 | 0 | 6.9 | 5.15 | 12.05 | 0 | 0 | 0 | 0 | STD | Year 2020 | National Average
0 | 312316463320 |  |  | Excavating, bulk, dozer, open site, bank measure, common earth, 105 HP dozer, 300' haul | B10W | 120 | 0.1 | B.C.Y. | 0 | 5.2 | 5.3 | 10.5 | 0 | 0 | 0 | 0 | 0 | 7.75 | 5.8 | 13.55 | 0 | 0 | 0 | 0 | STD | Year 2020 | National Average
0 | 312316463340 |  |  | Excavating, bulk, dozer, open site, bank measure, clay, 105 HP dozer, 300' haul | B10W | 100 | 0.12 | B.C.Y. | 0 | 6.2 | 6.35 | 12.55 | 0 | 0 | 0 | 0 | 0 | 9.3 | 6.95 | 16.25 | 0 | 0 | 0 | 0 | STD | Year 2020 | National Average
0 | 312316464000 |  |  | Excavating, bulk, dozer, open site, bank measure, sand and gravel, 200 HP dozer, 50' haul | B10B | 1400 | 0.01 | B.C.Y. | 0 | 0.44 | 1.07 | 1.51 | 0 | 0 | 0 | 0 | 0 | 0.67 | 1.18 | 1.85 | 0 | 0 | 0 | 0 | STD | Year 2020 | National Average
0 | 312316464010 |  |  | Excavating, bulk, dozer, open site, bank measure, sandy clay & loam, 200 HP dozer, 50' haul | B10B | 1360 | 0.01 | B.C.Y. | 0 | 0.46 | 1.11 | 1.57 | 0 | 0 | 0 | 0 | 0 | 0.68 | 1.22 | 1.9 | 0 | 0 | 0 | 0 | STD | Year 2020 | National Average
0 | 312316464020 |  |  | Excavating, bulk, dozer, open site, bank measure, common earth, 200 HP dozer, 50' haul | B10B | 1230 | 0.01 | B.C.Y. | 0 | 0.51 | 1.22 | 1.73 | 0 | 0 | 0 | 0 | 0 | 0.76 | 1.35 | 2.11 | 0 | 0 | 0 | 0 | STD | Year 2020 | National Average
0 | 312316464040 |  |  | Excavating, bulk, dozer, open site, bank measure, clay, 200 HP dozer, 50' haul | B10B | 770 | 0.02 | B.C.Y. | 0 | 0.81 | 1.95 | 2.76 | 0 | 0 | 0 | 0 | 0 | 1.21 | 2.15 | 3.36 | 0 | 0 | 0 | 0 | STD | Year 2020 | National Average
0 | 312316464200 |  |  | Excavating, bulk, dozer, open site, bank measure, sand and gravel, 200 HP dozer, 150' haul | B10B | 595 | 0.02 | B.C.Y. | 0 | 1.05 | 2.53 | 3.58 | 0 | 0 | 0 | 0 | 0 | 1.57 | 2.78 | 4.35 | 0 | 0 | 0 | 0 | STD | Year 2020 | National Average
0 | 312316464210 |  |  | Excavating, bulk, dozer, open site, bank measure, sandy clay & loam, 200 HP dozer, 150' push | B10B | 580 | 0.02 | B.C.Y. | 0 | 1.07 | 2.59 | 3.66 | 0 | 0 | 0 | 0 | 0 | 1.61 | 2.85 | 4.46 | 0 | 0 | 0 | 0 | STD | Year 2020 | National Average
0 | 312316464220 |  |  | Excavating, bulk, dozer, open site, bank measure, common earth, 200 HP dozer, 150' push | B10B | 516 | 0.02 | B.C.Y. | 0 | 1.21 | 2.92 | 4.13 | 0 | 0 | 0 | 0 | 0 | 1.81 | 3.21 | 5.02 | 0 | 0 | 0 | 0 | STD | Year 2020 | National Average
0 | 312316464240 |  |  | Excavating, bulk, dozer, open site, bank measure, clay, 200 HP dozer, 150' push | B10B | 325 | 0.04 | B.C.Y. | 0 | 1.92 | 4.63 | 6.55 | 0 | 0 | 0 | 0 | 0 | 2.87 | 5.1 | 7.97 | 0 | 0 | 0 | 0 | STD | Year 2020 | National Average
0 | 312316464400 |  |  | Excavating, bulk, dozer, open site, bank measure, sand and gravel, 200 HP dozer, 300' haul | B10B | 310 | 0.04 | B.C.Y. | 0 | 2.01 | 4.85 | 6.86 | 0 | 0 | 0 | 0 | 0 | 3.01 | 5.35 | 8.36 | 0 | 0 | 0 | 0 | STD | Year 2020 | National Average
0 | 312316464410 |  |  | Excavating, bulk, dozer, open site, bank measure, sandy clay & loam, 200 HP dozer, 300' push | B10B | 300 | 0.04 | B.C.Y. | 0 | 2.07 | 5 | 7.07 | 0 | 0 | 0 | 0 | 0 | 3.11 | 5.5 | 8.61 | 0 | 0 | 0 | 0 | STD | Year 2020 | National Average
0 | 312316464420 |  |  | Excavating, bulk, dozer, open site, bank measure, common earth, 200 HP dozer, 300' push | B10B | 270 | 0.04 | B.C.Y. | 0 | 2.31 | 5.55 | 7.86 | 0 | 0 | 0 | 0 | 0 | 3.45 | 6.15 | 9.6 | 0 | 0 | 0 | 0 | STD | Year 2020 | National Average
0 | 312316464440 |  |  | Excavating, bulk, dozer, open site, bank measure, clay, 200 HP dozer, 300' push | B10B | 170 | 0.07 | B.C.Y. | 0 | 3.66 | 8.85 | 12.51 | 0 | 0 | 0 | 0 | 0 | 5.5 | 9.75 | 15.25 | 0 | 0 | 0 | 0 | STD | Year 2020 | National Average
0 | 312316465000 |  |  | Excavating, bulk, dozer, open site, bank measure, sand and gravel, 300 HP dozer, 50' haul | B10M | 1900 | 0.01 | B.C.Y. | 0 | 0.33 | 0.93 | 1.26 | 0 | 0 | 0 | 0 | 0 | 0.49 | 1.02 | 1.51 | 0 | 0 | 0 | 0 | STD | Year 2020 | National Average
0 | 312316465010 |  |  | Excavating, bulk, dozer, open site, bank measure, sandy clay & loam, 300 HP dozer, 50' haul | B10M | 1850 | 0.01 | B.C.Y. | 0 | 0.34 | 0.95 | 1.29 | 0 | 0 | 0 | 0 | 0 | 0.5 | 1.05 | 1.55 | 0 | 0 | 0 | 0 | STD | Year 2020 | National Average
0 | 312316465020 |  |  | Excavating, bulk, dozer, open site, bank measure, common earth, 300 HP dozer, 50' haul | B10M | 1650 | 0.01 | B.C.Y. | 0 | 0.38 | 1.07 | 1.45 | 0 | 0 | 0 | 0 | 0 | 0.56 | 1.18 | 1.74 | 0 | 0 | 0 | 0 | STD | Year 2020 | National Average
0 | 312316465040 |  |  | Excavating, bulk, dozer, open site, bank measure, clay, 300 HP dozer, 50' haul | B10M | 1025 | 0.01 | B.C.Y. | 0 | 0.61 | 1.72 | 2.33 | 0 | 0 | 0 | 0 | 0 | 0.91 | 1.89 | 2.8 | 0 | 0 | 0 | 0 | STD | Year 2020 | National Average
0 | 312316465200 |  |  | Excavating, bulk, dozer, open site, bank measure, sand and gravel, 300 HP dozer, 150' haul | B10M | 920 | 0.01 | B.C.Y. | 0 | 0.68 | 1.92 | 2.6 | 0 | 0 | 0 | 0 | 0 | 1.01 | 2.11 | 3.12 | 0 | 0 | 0 | 0 | STD | Year 2020 | National Average
0 | 312316465210 |  |  | Excavating, bulk, dozer, open site, bank measure, sandy clay & loam, 300 HP dozer, 150' haul | B10M | 895 | 0.01 | B.C.Y. | 0 | 0.7 | 1.97 | 2.67 | 0 | 0 | 0 | 0 | 0 | 1.04 | 2.17 | 3.21 | 0 | 0 | 0 | 0 | STD | Year 2020 | National Average
0 | 312316465220 |  |  | Excavating, bulk, dozer, open site, bank measure, common earth, 300 HP dozer, 150' haul | B10M | 800 | 0.01 | B.C.Y. | 0 | 0.78 | 2.21 | 2.99 | 0 | 0 | 0 | 0 | 0 | 1.16 | 2.43 | 3.59 | 0 | 0 | 0 | 0 | STD | Year 2020 | National Average
0 | 312316465240 |  |  | Excavating, bulk, dozer, open site, bank measure, clay, 300 HP dozer, 150' haul | B10M | 500 | 0.02 | B.C.Y. | 0 | 1.24 | 3.53 | 4.77 | 0 | 0 | 0 | 0 | 0 | 1.86 | 3.88 | 5.74 | 0 | 0 | 0 | 0 | STD | Year 2020 | National Average
0 | 312316465400 |  |  | Excavating, bulk, dozer, open site, bank measure, sand and gravel, 300 HP dozer, 300' haul | B10M | 470 | 0.03 | B.C.Y. | 0 | 1.32 | 3.75 | 5.07 | 0 | 0 | 0 | 0 | 0 | 1.98 | 4.13 | 6.11 | 0 | 0 | 0 | 0 | STD | Year 2020 | National Average
0 | 312316465410 |  |  | Excavating, bulk, dozer, open site, bank measure, sandy clay & loam, 300 HP dozer, 300' haul | B10M | 455 | 0.03 | B.C.Y. | 0 | 1.37 | 3.88 | 5.25 | 0 | 0 | 0 | 0 | 0 | 2.05 | 4.26 | 6.31 | 0 | 0 | 0 | 0 | STD | Year 2020 | National Average
0 | 312316465420 |  |  | Excavating, bulk, dozer, open site, bank measure, common earth, 300 HP dozer, 300' haul | B10M | 410 | 0.03 | B.C.Y. | 0 | 1.52 | 4.3 | 5.82 | 0 | 0 | 0 | 0 | 0 | 2.27 | 4.73 | 7 | 0 | 0 | 0 | 0 | STD | Year 2020 | National Average
0 | 312316465440 |  |  | Excavating, bulk, dozer, open site, bank measure, clay, 300 HP dozer, 300' haul | B10M | 250 | 0.05 | B.C.Y. | 0 | 2.49 | 7.05 | 9.54 | 0 | 0 | 0 | 0 | 0 | 3.73 | 7.75 | 11.48 | 0 | 0 | 0 | 0 | STD | Year 2020 | National Average
0 | 312316465506 |  |  | Excavating, bulk, dozer, open site, bank measure, sandy clay & loam, 460 HP dozer, 50' haul | B10X | 1880 | 0.01 | B.C.Y. | 0 | 0.33 | 1.48 | 1.81 | 0 | 0 | 0 | 0 | 0 | 0.5 | 1.62 | 2.12 | 0 | 0 | 0 | 0 | STD | Year 2020 | National Average
0 | 312316465500 |  |  | Excavating, bulk, dozer, open site, bank measure, sand and gravel, 460 HP dozer, 50' haul | B10X | 1930 | 0.01 | B.C.Y. | 0 | 0.32 | 1.44 | 1.76 | 0 | 0 | 0 | 0 | 0 | 0.48 | 1.58 | 2.06 | 0 | 0 | 0 | 0 | STD | Year 2020 | National Average
0 | 312316465510 |  |  | Excavating, bulk, dozer, open site, bank measure, common earth, 460 HP dozer, 50' haul | B10X | 1680 | 0.01 | B.C.Y. | 0 | 0.37 | 1.65 | 2.02 | 0 | 0 | 0 | 0 | 0 | 0.55 | 1.82 | 2.37 | 0 | 0 | 0 | 0 | STD | Year 2020 | National Average
0 | 312316465520 |  |  | Excavating, bulk, dozer, open site, bank measure, clay, 460 HP dozer, 50' haul | B10X | 1050 | 0.01 | B.C.Y. | 0 | 0.59 | 2.65 | 3.24 | 0 | 0 | 0 | 0 | 0 | 0.89 | 2.91 | 3.8 | 0 | 0 | 0 | 0 | STD | Year 2020 | National Average
0 | 312316465530 |  |  | Excavating, bulk, dozer, open site, bank measure, sand and gravel, 460 HP dozer, 150' haul | B10X | 1290 | 0.01 | B.C.Y. | 0 | 0.48 | 2.15 | 2.63 | 0 | 0 | 0 | 0 | 0 | 0.72 | 2.37 | 3.09 | 0 | 0 | 0 | 0 | STD | Year 2020 | National Average
0 | 312316465535 |  |  | Excavating, bulk, dozer, open site, bank measure, sandy clay & loam, 460 HP dozer, 150' haul | B10X | 1250 | 0.01 | B.C.Y. | 0 | 0.5 | 2.22 | 2.72 | 0 | 0 | 0 | 0 | 0 | 0.75 | 2.44 | 3.19 | 0 | 0 | 0 | 0 | STD | Year 2020 | National Average
0 | 312316465540 |  |  | Excavating, bulk, dozer, open site, bank measure, common earth, 460 HP dozer, 150' haul | B10X | 1120 | 0.01 | B.C.Y. | 0 | 0.56 | 2.48 | 3.04 | 0 | 0 | 0 | 0 | 0 | 0.83 | 2.73 | 3.56 | 0 | 0 | 0 | 0 | STD | Year 2020 | National Average
0 | 312316465550 |  |  | Excavating, bulk, dozer, open site, bank measure, clay, 460 HP dozer, 150' haul | B10X | 700 | 0.02 | B.C.Y. | 0 | 0.89 | 3.97 | 4.86 | 0 | 0 | 0 | 0 | 0 | 1.33 | 4.36 | 5.69 | 0 | 0 | 0 | 0 | STD | Year 2020 | National Average
0 | 312316465560 |  |  | Excavating, bulk, dozer, open site, bank measure, sand and gravel, 460 HP dozer, 300' haul | B10X | 660 | 0.02 | B.C.Y. | 0 | 0.94 | 4.21 | 5.15 | 0 | 0 | 0 | 0 | 0 | 1.41 | 4.63 | 6.04 | 0 | 0 | 0 | 0 | STD | Year 2020 | National Average
0 | 312316465565 |  |  | Excavating, bulk, dozer, open site, bank measure, sandy clay & loam, 460 HP dozer, 300' haul | B10X | 640 | 0.02 | B.C.Y. | 0 | 0.97 | 4.34 | 5.31 | 0 | 0 | 0 | 0 | 0 | 1.46 | 4.77 | 6.23 | 0 | 0 | 0 | 0 | STD | Year 2020 | National Average
0 | 312316465570 |  |  | Excavating, bulk, dozer, open site, bank measure, common earth, 460 HP dozer, 300' haul | B10X | 575 | 0.02 | B.C.Y. | 0 | 1.08 | 4.83 | 5.91 | 0 | 0 | 0 | 0 | 0 | 1.62 | 5.3 | 6.92 | 0 | 0 | 0 | 0 | STD | Year 2020 | National Average
0 | 312316465580 |  |  | Excavating, bulk, dozer, open site, bank measure, clay, 460 HP dozer, 300' haul | B10X | 350 | 0.03 | B.C.Y. | 0 | 1.78 | 7.95 | 9.73 | 0 | 0 | 0 | 0 | 0 | 2.66 | 8.75 | 11.41 | 0 | 0 | 0 | 0 | STD | Year 2020 | National Average
0 | 312316466000 |  |  | Excavating, bulk, dozer, open site, bank measure, sand and gravel, 700 HP dozer, 50' haul | B10V | 3500 | 0 | B.C.Y. | 0 | 0.18 | 1.46 | 1.64 | 0 | 0 | 0 | 0 | 0 | 0.27 | 1.61 | 1.88 | 0 | 0 | 0 | 0 | STD | Year 2020 | National Average
0 | 312316466006 |  |  | Excavating, bulk, dozer, open site, bank measure, sandy clay & loam, 700 HP dozer, 50' haul | B10V | 3400 | 0 | B.C.Y. | 0 | 0.18 | 1.51 | 1.69 | 0 | 0 | 0 | 0 | 0 | 0.27 | 1.66 | 1.93 | 0 | 0 | 0 | 0 | STD | Year 2020 | National Average
0 | 312316466010 |  |  | Excavating, bulk, dozer, open site, bank measure, common earth, 700 HP dozer, 50' haul | B10V | 3035 | 0 | B.C.Y. | 0 | 0.2 | 1.69 | 1.89 | 0 | 0 | 0 | 0 | 0 | 0.31 | 1.85 | 2.16 | 0 | 0 | 0 | 0 | STD | Year 2020 | National Average
0 | 312316466020 |  |  | Excavating, bulk, dozer, open site, bank measure, clay, 700 HP dozer, 50' haul | B10V | 1925 | 0.01 | B.C.Y. | 0 | 0.32 | 2.66 | 2.98 | 0 | 0 | 0 | 0 | 0 | 0.48 | 2.92 | 3.4 | 0 | 0 | 0 | 0 | STD | Year 2020 | National Average
0 | 312316466030 |  |  | Excavating, bulk, dozer, open site, bank measure, sand and gravel, 700 HP dozer, 150' haul | B10V | 2025 | 0.01 | B.C.Y. | 0 | 0.31 | 2.53 | 2.84 | 0 | 0 | 0 | 0 | 0 | 0.46 | 2.78 | 3.24 | 0 | 0 | 0 | 0 | STD | Year 2020 | National Average
0 | 312316466035 |  |  | Excavating, bulk, dozer, open site, bank measure, sandy clay & loam, 700 HP dozer, 150' haul | B10V | 1960 | 0.01 | B.C.Y. | 0 | 0.32 | 2.61 | 2.93 | 0 | 0 | 0 | 0 | 0 | 0.48 | 2.87 | 3.35 | 0 | 0 | 0 | 0 | STD | Year 2020 | National Average
0 | 312316466040 |  |  | Excavating, bulk, dozer, open site, bank measure, common earth, 700 HP dozer, 150' haul | B10V | 1750 | 0.01 | B.C.Y. | 0 | 0.36 | 2.93 | 3.29 | 0 | 0 | 0 | 0 | 0 | 0.53 | 3.22 | 3.75 | 0 | 0 | 0 | 0 | STD | Year 2020 | National Average
0 | 312316466050 |  |  | Excavating, bulk, dozer, open site, bank measure, clay, 700 HP dozer, 150' haul | B10V | 1100 | 0.01 | B.C.Y. | 0 | 0.57 | 4.66 | 5.23 | 0 | 0 | 0 | 0 | 0 | 0.85 | 5.1 | 5.95 | 0 | 0 | 0 | 0 | STD | Year 2020 | National Average
0 | 312316466060 |  |  | Excavating, bulk, dozer, open site, bank measure, sand and gravel, 700 HP dozer, 300' haul | B10V | 1030 | 0.01 | B.C.Y. | 0 | 0.6 | 4.97 | 5.57 | 0 | 0 | 0 | 0 | 0 | 0.9 | 5.45 | 6.35 | 0 | 0 | 0 | 0 | STD | Year 2020 | National Average
0 | 312316466065 |  |  | Excavating, bulk, dozer, open site, bank measure, sandy clay & loam, 700 HP dozer, 300' haul | B10V | 1005 | 0.01 | B.C.Y. | 0 | 0.62 | 5.1 | 5.72 | 0 | 0 | 0 | 0 | 0 | 0.93 | 5.6 | 6.53 | 0 | 0 | 0 | 0 | STD | Year 2020 | National Average
0 | 312316466070 |  |  | Excavating, bulk, dozer, open site, bank measure, common earth, 700 HP dozer, 300' haul | B10V | 900 | 0.01 | B.C.Y. | 0 | 0.69 | 5.7 | 6.39 | 0 | 0 | 0 | 0 | 0 | 1.04 | 6.25 | 7.29 | 0 | 0 | 0 | 0 | STD | Year 2020 | National Average
0 | 312316466080 |  |  | Excavating, bulk, dozer, open site, bank measure, clay, 700 HP dozer, 300' haul | B10V | 550 | 0.02 | B.C.Y. | 0 | 1.13 | 9.3 | 10.43 | 0 | 0 | 0 | 0 | 0 | 1.69 | 10.25 | 11.94 | 0 | 0 | 0 | 0 | STD | Year 2020 | National Average
0 | 312316500010 |  |  | Excavation, bulk, scrapers, bank measure, scrapers |  | 0 | 0 |  | 0 | 0 | 0 | 0 | 0 | 0 | 0 | 0 | 0 | 0 | 0 | 0 | 0 | 0 | 0 | 0 | STD | Year 2020 | National Average
0 | 312316500100 |  |  | Excavation, bulk, scrapers, bank measure, sand and gravel, 1,500' haul, 11 C.Y. bucket, elevating scraper, 1/4 push dozer | B33F | 690 | 0.02 | B.C.Y. | 0 | 1.07 | 2.28 | 3.35 | 0 | 0 | 0 | 0 | 0 | 1.6 | 2.51 | 4.11 | 0 | 0 | 0 | 0 | STD | Year 2020 | National Average
0 | 312316500150 |  |  | Excavation, bulk, scrapers, bank measure, sand and gravel, 3,000' haul, 11 C.Y. bucket, elevating scraper, 1/4 push dozer | B33F | 610 | 0.02 | B.C.Y. | 0 | 1.21 | 2.58 | 3.79 | 0 | 0 | 0 | 0 | 0 | 1.81 | 2.84 | 4.65 | 0 | 0 | 0 | 0 | STD | Year 2020 | National Average
0 | 312316500200 |  |  | Excavation, bulk, scrapers, bank measure, sand and gravel, 5,000' haul, 11 C.Y. bucket, elevating scraper, 1/4 push dozer | B33F | 505 | 0.03 | B.C.Y. | 0 | 1.46 | 3.12 | 4.58 | 0 | 0 | 0 | 0 | 0 | 2.18 | 3.43 | 5.61 | 0 | 0 | 0 | 0 | STD | Year 2020 | National Average
0 | 312316500300 |  |  | Excavation, bulk, scrapers, bank measure, common earth, 1,500' haul, 11 C.Y. bucket, elevating scraper, 1/4 push dozer | B33F | 600 | 0.02 | B.C.Y. | 0 | 1.23 | 2.62 | 3.85 | 0 | 0 | 0 | 0 | 0 | 1.84 | 2.89 | 4.73 | 0 | 0 | 0 | 0 | STD | Year 2020 | National Average
0 | 312316500350 |  |  | Excavation, bulk, scrapers, bank measure, common earth, 3,000' haul, 11 C.Y. bucket, elevating scraper, 1/4 push dozer | B33F | 530 | 0.03 | B.C.Y. | 0 | 1.39 | 2.97 | 4.36 | 0 | 0 | 0 | 0 | 0 | 2.08 | 3.27 | 5.35 | 0 | 0 | 0 | 0 | STD | Year 2020 | National Average
0 | 312316500400 |  |  | Excavation, bulk, scrapers, bank measure, common earth, 5,000' haul, 11 C.Y. bucket, elevating scraper, 1/4 push dozer | B33F | 440 | 0.03 | B.C.Y. | 0 | 1.67 | 3.58 | 5.25 | 0 | 0 | 0 | 0 | 0 | 2.5 | 3.94 | 6.44 | 0 | 0 | 0 | 0 | STD | Year 2020 | National Average
0 | 312316500410 |  |  | Excavation, bulk, scrapers, bank measure, sandy clay & loam, 1,500' haul, 11 C.Y. bucket, elevating scraper, 1/4 push dozer | B33F | 648 | 0.02 | B.C.Y. | 0 | 1.14 | 2.43 | 3.57 | 0 | 0 | 0 | 0 | 0 | 1.7 | 2.67 | 4.37 | 0 | 0 | 0 | 0 | STD | Year 2020 | National Average
0 | 312316500420 |  |  | Excavation, bulk, scrapers, bank measure, sandy clay & loam, 3,000' haul, 11 C.Y. bucket, elevating scraper, 1/4 push dozer | B33F | 572 | 0.02 | B.C.Y. | 0 | 1.29 | 2.75 | 4.04 | 0 | 0 | 0 | 0 | 0 | 1.93 | 3.03 | 4.96 | 0 | 0 | 0 | 0 | STD | Year 2020 | National Average
0 | 312316500430 |  |  | Excavation, bulk, scrapers, bank measure, sandy clay & loam, 5,000' haul, 11 C.Y. bucket, elevating scraper, 1/4 push dozer | B33F | 475 | 0.03 | B.C.Y. | 0 | 1.55 | 3.31 | 4.86 | 0 | 0 | 0 | 0 | 0 | 2.32 | 3.64 | 5.96 | 0 | 0 | 0 | 0 | STD | Year 2020 | National Average
0 | 312316500500 |  |  | Excavation, bulk, scrapers, bank measure, clay, 1,500' haul, 11 C.Y. bucket, elevating scraper, 1/4 push dozer | B33F | 375 | 0.04 | B.C.Y. | 0 | 1.96 | 4.2 | 6.16 | 0 | 0 | 0 | 0 | 0 | 2.94 | 4.62 | 7.56 | 0 | 0 | 0 | 0 | STD | Year 2020 | National Average
0 | 312316500550 |  |  | Excavation, bulk, scrapers, bank measure, clay, 3,000' haul, 11 C.Y. bucket, elevating scraper, 1/4 push dozer | B33F | 330 | 0.04 | B.C.Y. | 0 | 2.23 | 4.77 | 7 | 0 | 0 | 0 | 0 | 0 | 3.34 | 5.25 | 8.59 | 0 | 0 | 0 | 0 | STD | Year 2020 | National Average
0 | 312316500600 |  |  | Excavation, bulk, scrapers, bank measure, clay, 5,000' haul, 11 C.Y. bucket, elevating scraper, 1/4 push dozer | B33F | 275 | 0.05 | B.C.Y. | 0 | 2.68 | 5.7 | 8.38 | 0 | 0 | 0 | 0 | 0 | 4.01 | 6.3 | 10.31 | 0 | 0 | 0 | 0 | STD | Year 2020 | National Average
0 | 312316501000 |  |  | Excavation, bulk, scrapers, bank measure, sand and gravel, 1,500' haul, 14 C.Y. bucket, self propelled scrapers, 1/4 push dozer |  | 0 | 0 |  | 0 | 0 | 0 | 0 | 0 | 0 | 0 | 0 | 0 | 0 | 0 | 0 | 0 | 0 | 0 | 0 | STD | Year 2020 | National Average
0 | 312316501050 |  |  | Excavation, bulk, scrapers, bank measure, sand, 1,500' haul, 14 C.Y. bucket, self propelled scrapers, 1/4 push dozer | B33D | 920 | 0.01 | B.C.Y. | 0 | 0.8 | 3.08 | 3.88 | 0 | 0 | 0 | 0 | 0 | 1.2 | 3.39 | 4.59 | 0 | 0 | 0 | 0 | STD | Year 2020 | National Average
0 | 312316501100 |  |  | Excavation, bulk, scrapers, bank measure, sand and gravel, 3,000' haul, 14 C.Y. bucket, self propelled scrapers, 1/4 push dozer | B33D | 805 | 0.02 | B.C.Y. | 0 | 0.91 | 3.52 | 4.43 | 0 | 0 | 0 | 0 | 0 | 1.37 | 3.88 | 5.25 | 0 | 0 | 0 | 0 | STD | Year 2020 | National Average
0 | 312316501200 |  |  | Excavation, bulk, scrapers, bank measure, sand and gravel, 5,000' haul, 14 C.Y. bucket, self propelled scrapers, 1/4 push dozer | B33D | 645 | 0.02 | B.C.Y. | 0 | 1.14 | 4.4 | 5.54 | 0 | 0 | 0 | 0 | 0 | 1.71 | 4.84 | 6.55 | 0 | 0 | 0 | 0 | STD | Year 2020 | National Average
0 | 312316501300 |  |  | Excavation, bulk, scrapers, bank measure, common earth, 1,500' haul, 14 C.Y. bucket, self propelled scrapers, 1/4 push dozer | B33D | 800 | 0.02 | B.C.Y. | 0 | 0.92 | 3.55 | 4.47 | 0 | 0 | 0 | 0 | 0 | 1.38 | 3.9 | 5.28 | 0 | 0 | 0 | 0 | STD | Year 2020 | National Average
0 | 312316501350 |  |  | Excavation, bulk, scrapers, bank measure, common earth, 3,000' haul, 14 C.Y. bucket, self propelled scrapers, 1/4 push dozer | B33D | 700 | 0.02 | B.C.Y. | 0 | 1.05 | 4.05 | 5.1 | 0 | 0 | 0 | 0 | 0 | 1.57 | 4.46 | 6.03 | 0 | 0 | 0 | 0 | STD | Year 2020 | National Average
0 | 312316501400 |  |  | Excavation, bulk, scrapers, bank measure, common earth, 5,000' haul, 14 C.Y. bucket, self propelled scrapers, 1/4 push dozer | B33D | 560 | 0.03 | B.C.Y. | 0 | 1.31 | 5.05 | 6.36 | 0 | 0 | 0 | 0 | 0 | 1.97 | 5.55 | 7.52 | 0 | 0 | 0 | 0 | STD | Year 2020 | National Average
0 | 312316501420 |  |  | Excavation, bulk, scrapers, bank measure, sandy clay & loam, 1,500' haul, 14 C.Y. bucket, self propelled scrapers, 1/4 push dozer | B33D | 864 | 0.02 | B.C.Y. | 0 | 0.85 | 3.28 | 4.13 | 0 | 0 | 0 | 0 | 0 | 1.27 | 3.61 | 4.88 | 0 | 0 | 0 | 0 | STD | Year 2020 | National Average
0 | 312316501430 |  |  | Excavation, bulk, scrapers, bank measure, sandy clay & loam, 3,000' haul, 14 C.Y. bucket, self propelled scrapers, 1/4 push dozer | B33D | 786 | 0.02 | B.C.Y. | 0 | 0.94 | 3.61 | 4.55 | 0 | 0 | 0 | 0 | 0 | 1.4 | 3.97 | 5.37 | 0 | 0 | 0 | 0 | STD | Year 2020 | National Average
0 | 312316501440 |  |  | Excavation, bulk, scrapers, bank measure, sandy clay & loam, 5,000' haul, 14 C.Y. bucket, self propelled scrapers, 1/4 push dozer | B33D | 605 | 0.02 | B.C.Y. | 0 | 1.22 | 4.69 | 5.91 | 0 | 0 | 0 | 0 | 0 | 1.82 | 5.15 | 6.97 | 0 | 0 | 0 | 0 | STD | Year 2020 | National Average
0 | 312316501500 |  |  | Excavation, bulk, scrapers, bank measure, clay, 1,500' haul, 14 C.Y. bucket, self propelled scrapers, 1/4 push dozer | B33D | 500 | 0.03 | B.C.Y. | 0 | 1.47 | 5.65 | 7.12 | 0 | 0 | 0 | 0 | 0 | 2.2 | 6.25 | 8.45 | 0 | 0 | 0 | 0 | STD | Year 2020 | National Average
0 | 312316501550 |  |  | Excavation, bulk, scrapers, bank measure, clay, 3,000' haul, 14 C.Y. bucket, self propelled scrapers, 1/4 push dozer | B33D | 440 | 0.03 | B.C.Y. | 0 | 1.67 | 6.45 | 8.12 | 0 | 0 | 0 | 0 | 0 | 2.5 | 7.1 | 9.6 | 0 | 0 | 0 | 0 | STD | Year 2020 | National Average
0 | 312316501600 |  |  | Excavation, bulk, scrapers, bank measure, clay, 5,000' haul, 14 C.Y. bucket, self propelled scrapers, 1/4 push dozer | B33D | 350 | 0.04 | B.C.Y. | 0 | 2.1 | 8.1 | 10.2 | 0 | 0 | 0 | 0 | 0 | 3.15 | 8.9 | 12.05 | 0 | 0 | 0 | 0 | STD | Year 2020 | National Average
0 | 312316502000 |  |  | Excavation, bulk, scrapers, bank measure, sand and gravel, 1,500' haul, 21 C.Y. bucket, self propelled scrapers, 1/4 push dozer | B33E | 1180 | 0.01 | B.C.Y. | 0 | 0.62 | 2.6 | 3.22 | 0 | 0 | 0 | 0 | 0 | 0.93 | 2.86 | 3.79 | 0 | 0 | 0 | 0 | STD | Year 2020 | National Average
0 | 312316502100 |  |  | Excavation, bulk, scrapers, bank measure, sand and gravel, 3,000' haul, 21 C.Y. bucket, self propelled scrapers, 1/4 push dozer | B33E | 910 | 0.01 | B.C.Y. | 0 | 0.81 | 3.37 | 4.18 | 0 | 0 | 0 | 0 | 0 | 1.21 | 3.71 | 4.92 | 0 | 0 | 0 | 0 | STD | Year 2020 | National Average
0 | 312316502200 |  |  | Excavation, bulk, scrapers, bank measure, sand and gravel, 5,000' haul, 21 C.Y. bucket, self propelled scrapers, 1/4 push dozer | B33E | 750 | 0.02 | B.C.Y. | 0 | 0.98 | 4.09 | 5.07 | 0 | 0 | 0 | 0 | 0 | 1.47 | 4.5 | 5.97 | 0 | 0 | 0 | 0 | STD | Year 2020 | National Average
0 | 312316502300 |  |  | Excavation, bulk, scrapers, bank measure, common earth, 1,500' haul, 21 C.Y. bucket, self propelled scrapers, 1/4 push dozer | B33E | 1030 | 0.01 | B.C.Y. | 0 | 0.71 | 2.98 | 3.69 | 0 | 0 | 0 | 0 | 0 | 1.07 | 3.28 | 4.35 | 0 | 0 | 0 | 0 | STD | Year 2020 | National Average
0 | 312316502350 |  |  | Excavation, bulk, scrapers, bank measure, common earth, 3,000' haul, 21 C.Y. bucket, self propelled scrapers, 1/4 push dozer | B33E | 790 | 0.02 | B.C.Y. | 0 | 0.93 | 3.88 | 4.81 | 0 | 0 | 0 | 0 | 0 | 1.39 | 4.27 | 5.66 | 0 | 0 | 0 | 0 | STD | Year 2020 | National Average
0 | 312316502400 |  |  | Excavation, bulk, scrapers, bank measure, common earth, 5,000' haul, 21 C.Y. bucket, self propelled scrapers, 1/4 push dozer | B33E | 650 | 0.02 | B.C.Y. | 0 | 1.13 | 4.72 | 5.85 | 0 | 0 | 0 | 0 | 0 | 1.69 | 5.2 | 6.89 | 0 | 0 | 0 | 0 | STD | Year 2020 | National Average
0 | 312316502420 |  |  | Excavation, bulk, scrapers, bank measure, sandy clay & loam, 1,500' haul, 21 C.Y. bucket, self propelled scrapers, 1/4 push dozer | B33E | 1112 | 0.01 | B.C.Y. | 0 | 0.66 | 2.76 | 3.42 | 0 | 0 | 0 | 0 | 0 | 0.99 | 3.04 | 4.03 | 0 | 0 | 0 | 0 | STD | Year 2020 | National Average
0 | 312316502430 |  |  | Excavation, bulk, scrapers, bank measure, sandy clay & loam, 3,000' haul, 21 C.Y. bucket, self propelled scrapers, 1/4 push dozer | B33E | 854 | 0.02 | B.C.Y. | 0 | 0.86 | 3.59 | 4.45 | 0 | 0 | 0 | 0 | 0 | 1.29 | 3.95 | 5.24 | 0 | 0 | 0 | 0 | STD | Year 2020 | National Average
0 | 312316502440 |  |  | Excavation, bulk, scrapers, bank measure, sandy clay & loam, 5,000' haul, 21 C.Y. bucket, self propelled scrapers, 1/4 push dozer | B33E | 702 | 0.02 | B.C.Y. | 0 | 1.05 | 4.37 | 5.42 | 0 | 0 | 0 | 0 | 0 | 1.57 | 4.81 | 6.38 | 0 | 0 | 0 | 0 | STD | Year 2020 | National Average
0 | 312316502500 |  |  | Excavation, bulk, scrapers, bank measure, clay, 1,500' haul, 21 C.Y. bucket, self propelled scrapers, 1/4 push dozer | B33E | 645 | 0.02 | B.C.Y. | 0 | 1.14 | 4.76 | 5.9 | 0 | 0 | 0 | 0 | 0 | 1.71 | 5.25 | 6.96 | 0 | 0 | 0 | 0 | STD | Year 2020 | National Average
0 | 312316502550 |  |  | Excavation, bulk, scrapers, bank measure, clay, 3,000' haul, 21 C.Y. bucket, self propelled scrapers, 1/4 push dozer | B33E | 495 | 0.03 | B.C.Y. | 0 | 1.49 | 6.2 | 7.69 | 0 | 0 | 0 | 0 | 0 | 2.23 | 6.8 | 9.03 | 0 | 0 | 0 | 0 | STD | Year 2020 | National Average
0 | 312316502600 |  |  | Excavation, bulk, scrapers, bank measure, clay, 5,000' haul, 21 C.Y. bucket, self propelled scrapers, 1/4 push dozer | B33E | 405 | 0.04 | B.C.Y. | 0 | 1.82 | 7.6 | 9.42 | 0 | 0 | 0 | 0 | 0 | 2.72 | 8.35 | 11.07 | 0 | 0 | 0 | 0 | STD | Year 2020 | National Average
0 | 312316502700 |  |  | Excavation, bulk, scrapers, bank measure, sand and gravel, 1,500' haul, 10 C.Y. bucket, towed scraper, 1/4 push dozer | B33B | 560 | 0.03 | B.C.Y. | 0 | 1.31 | 4.22 | 5.53 | 0 | 0 | 0 | 0 | 0 | 1.97 | 4.65 | 6.62 | 0 | 0 | 0 | 0 | STD | Year 2020 | National Average
0 | 312316502720 |  |  | Excavation, bulk, scrapers, bank measure, sand and gravel, 3,000' haul, 10 C.Y. bucket, towed scraper, 1/4 push dozer | B33B | 450 | 0.03 | B.C.Y. | 0 | 1.64 | 5.25 | 6.89 | 0 | 0 | 0 | 0 | 0 | 2.45 | 5.8 | 8.25 | 0 | 0 | 0 | 0 | STD | Year 2020 | National Average
0 | 312316502730 |  |  | Excavation, bulk, scrapers, bank measure, sand and gravel, 5,000' haul, 10 C.Y. bucket, towed scraper, 1/4 push dozer | B33B | 365 | 0.04 | B.C.Y. | 0 | 2.02 | 6.5 | 8.52 | 0 | 0 | 0 | 0 | 0 | 3.02 | 7.15 | 10.17 | 0 | 0 | 0 | 0 | STD | Year 2020 | National Average
0 | 312316502750 |  |  | Excavation, bulk, scrapers, bank measure, common earth, 1,500' haul, 10 C.Y. bucket, towed scraper, 1/4 push dozer | B33B | 420 | 0.03 | B.C.Y. | 0 | 1.75 | 5.65 | 7.4 | 0 | 0 | 0 | 0 | 0 | 2.62 | 6.2 | 8.82 | 0 | 0 | 0 | 0 | STD | Year 2020 | National Average
0 | 312316502770 |  |  | Excavation, bulk, scrapers, bank measure, common earth, 3,000' haul, 10 C.Y. bucket, towed scraper, 1/4 push dozer | B33B | 400 | 0.04 | B.C.Y. | 0 | 1.84 | 5.9 | 7.74 | 0 | 0 | 0 | 0 | 0 | 2.75 | 6.5 | 9.25 | 0 | 0 | 0 | 0 | STD | Year 2020 | National Average
0 | 312316502780 |  |  | Excavation, bulk, scrapers, bank measure, common earth, 5,000' haul, 10 C.Y. bucket, towed scraper, 1/4 push dozer | B33B | 310 | 0.04 | B.C.Y. | 0 | 2.37 | 7.65 | 10.02 | 0 | 0 | 0 | 0 | 0 | 3.55 | 8.4 | 11.95 | 0 | 0 | 0 | 0 | STD | Year 2020 | National Average
0 | 312316502785 |  |  | Excavation, bulk, scrapers, bank measure, sandy clay & loam, 1,500' haul, 10 C.Y. bucket, towed scraper, 1/4 push dozer | B33B | 454 | 0.03 | B.C.Y. | 0 | 1.62 | 5.2 | 6.82 | 0 | 0 | 0 | 0 | 0 | 2.43 | 5.75 | 8.18 | 0 | 0 | 0 | 0 | STD | Year 2020 | National Average
0 | 312316502790 |  |  | Excavation, bulk, scrapers, bank measure, sandy clay & loam, 3,000' haul, 10 C.Y. bucket, towed scraper, 1/4 push dozer | B33B | 432 | 0.03 | B.C.Y. | 0 | 1.7 | 5.45 | 7.15 | 0 | 0 | 0 | 0 | 0 | 2.55 | 6 | 8.55 | 0 | 0 | 0 | 0 | STD | Year 2020 | National Average
0 | 312316502795 |  |  | Excavation, bulk, scrapers, bank measure, sandy clay & loam, 5,000' haul, 10 C.Y. bucket, towed scraper, 1/4 push dozer | B33B | 340 | 0.04 | B.C.Y. | 0 | 2.16 | 6.95 | 9.11 | 0 | 0 | 0 | 0 | 0 | 3.24 | 7.65 | 10.89 | 0 | 0 | 0 | 0 | STD | Year 2020 | National Average
0 | 312316502800 |  |  | Excavation, bulk, scrapers, bank measure, clay, 1,500' haul, 10 C.Y. bucket, towed scraper, 1/4 push dozer | B33B | 315 | 0.04 | B.C.Y. | 0 | 2.34 | 7.5 | 9.84 | 0 | 0 | 0 | 0 | 0 | 3.5 | 8.25 | 11.75 | 0 | 0 | 0 | 0 | STD | Year 2020 | National Average
0 | 312316502820 |  |  | Excavation, bulk, scrapers, bank measure, clay, 3,000' haul, 10 C.Y. bucket, towed scraper, 1/4 push dozer | B33B | 300 | 0.05 | B.C.Y. | 0 | 2.45 | 7.9 | 10.35 | 0 | 0 | 0 | 0 | 0 | 3.67 | 8.65 | 12.32 | 0 | 0 | 0 | 0 | STD | Year 2020 | National Average
0 | 312316502840 |  |  | Excavation, bulk, scrapers, bank measure, clay, 5,000' haul, 10 C.Y. bucket, towed scraper, 1/4 push dozer | B33B | 225 | 0.06 | B.C.Y. | 0 | 3.27 | 10.5 | 13.77 | 0 | 0 | 0 | 0 | 0 | 4.9 | 11.55 | 16.45 | 0 | 0 | 0 | 0 | STD | Year 2020 | National Average
0 | 312316502900 |  |  | Excavation, bulk, scrapers, bank measure, sand and gravel, 1,500' haul, 15 C.Y. bucket, towed scraper, 1/4 push dozer | B33C | 800 | 0.02 | B.C.Y. | 0 | 0.92 | 2.98 | 3.9 | 0 | 0 | 0 | 0 | 0 | 1.38 | 3.28 | 4.66 | 0 | 0 | 0 | 0 | STD | Year 2020 | National Average
0 | 312316502920 |  |  | Excavation, bulk, scrapers, bank measure, sand and gravel, 3,000' haul, 15 C.Y. bucket, towed scraper, 1/4 push dozer | B33C | 640 | 0.02 | B.C.Y. | 0 | 1.15 | 3.72 | 4.87 | 0 | 0 | 0 | 0 | 0 | 1.72 | 4.09 | 5.81 | 0 | 0 | 0 | 0 | STD | Year 2020 | National Average
0 | 312316502940 |  |  | Excavation, bulk, scrapers, bank measure, sand and gravel, 5,000' haul, 15 C.Y. bucket, towed scraper, 1/4 push dozer | B33C | 520 | 0.03 | B.C.Y. | 0 | 1.41 | 4.58 | 5.99 | 0 | 0 | 0 | 0 | 0 | 2.12 | 5.05 | 7.17 | 0 | 0 | 0 | 0 | STD | Year 2020 | National Average
0 | 312316502960 |  |  | Excavation, bulk, scrapers, bank measure, common earth, 1,500' haul, 15 C.Y. bucket, towed scraper, 1/4 push dozer | B33C | 600 | 0.02 | B.C.Y. | 0 | 1.23 | 3.97 | 5.2 | 0 | 0 | 0 | 0 | 0 | 1.84 | 4.37 | 6.21 | 0 | 0 | 0 | 0 | STD | Year 2020 | National Average
0 | 312316502980 |  |  | Excavation, bulk, scrapers, bank measure, common earth, 3,000' haul, 15 C.Y. bucket, towed scraper, 1/4 push dozer | B33C | 560 | 0.03 | B.C.Y. | 0 | 1.31 | 4.25 | 5.56 | 0 | 0 | 0 | 0 | 0 | 1.97 | 4.68 | 6.65 | 0 | 0 | 0 | 0 | STD | Year 2020 | National Average
0 | 312316503000 |  |  | Excavation, bulk, scrapers, bank measure, common earth, 5,000' haul, 15 C.Y. bucket, towed scraper, 1/4 push dozer | B33C | 440 | 0.03 | B.C.Y. | 0 | 1.67 | 5.4 | 7.07 | 0 | 0 | 0 | 0 | 0 | 2.5 | 5.95 | 8.45 | 0 | 0 | 0 | 0 | STD | Year 2020 | National Average
0 | 312316503005 |  |  | Excavation, bulk, scrapers, bank measure, sandy clay & loam, 1,500' haul, 15 C.Y. bucket, towed scraper, 1/4 push dozer | B33C | 648 | 0.02 | B.C.Y. | 0 | 1.14 | 3.67 | 4.81 | 0 | 0 | 0 | 0 | 0 | 1.7 | 4.04 | 5.74 | 0 | 0 | 0 | 0 | STD | Year 2020 | National Average
0 | 312316503010 |  |  | Excavation, bulk, scrapers, bank measure, sandy clay & loam, 3,000' haul, 15 C.Y. bucket, towed scraper, 1/4 push dozer | B33C | 605 | 0.02 | B.C.Y. | 0 | 1.22 | 3.94 | 5.16 | 0 | 0 | 0 | 0 | 0 | 1.82 | 4.33 | 6.15 | 0 | 0 | 0 | 0 | STD | Year 2020 | National Average
0 | 312316503015 |  |  | Excavation, bulk, scrapers, bank measure, sandy clay & loam, 5,000' haul, 15 C.Y. bucket, towed scraper, 1/4 push dozer | B33C | 475 | 0.03 | B.C.Y. | 0 | 1.55 | 5 | 6.55 | 0 | 0 | 0 | 0 | 0 | 2.32 | 5.5 | 7.82 | 0 | 0 | 0 | 0 | STD | Year 2020 | National Average
0 | 312316503020 |  |  | Excavation, bulk, scrapers, bank measure, clay, 1,500' haul, 15 C.Y. bucket, towed scraper, 1/4 push dozer | B33C | 450 | 0.03 | B.C.Y. | 0 | 1.64 | 5.3 | 6.94 | 0 | 0 | 0 | 0 | 0 | 2.45 | 5.8 | 8.25 | 0 | 0 | 0 | 0 | STD | Year 2020 | National Average
0 | 312316503040 |  |  | Excavation, bulk, scrapers, bank measure, clay, 3,000' haul, 15 C.Y. bucket, towed scraper, 1/4 push dozer | B33C | 420 | 0.03 | B.C.Y. | 0 | 1.75 | 5.65 | 7.4 | 0 | 0 | 0 | 0 | 0 | 2.62 | 6.25 | 8.87 | 0 | 0 | 0 | 0 | STD | Year 2020 | National Average
0 | 312316503060 |  |  | Excavation, bulk, scrapers, bank measure, clay, 5,000' haul, 15 C.Y. bucket, towed scraper, 1/4 push dozer | B33C | 320 | 0.04 | B.C.Y. | 0 | 2.3 | 7.45 | 9.75 | 0 | 0 | 0 | 0 | 0 | 3.44 | 8.2 | 11.64 | 0 | 0 | 0 | 0 | STD | Year 2020 | National Average
0 | 312319000000 |  |  | Dewatering |  | 0 | 0 |  | 0 | 0 | 0 | 0 | 0 | 0 | 0 | 0 | 0 | 0 | 0 | 0 | 0 | 0 | 0 | 0 | STD | Year 2020 | National Average
0 | 312319200010 |  |  | Dewatering systems |  | 0 | 0 |  | 0 | 0 | 0 | 0 | 0 | 0 | 0 | 0 | 0 | 0 | 0 | 0 | 0 | 0 | 0 | 0 | STD | Year 2020 | National Average
0 | 312319200020 |  |  | Dewatering, excavate drainage trench, with backhoe, 2' wide x 2' deep | B11C | 90 | 0.18 | C.Y. | 0 | 8.8 | 2.38 | 11.18 | 0 | 0 | 0 | 0 | 0 | 13.15 | 2.61 | 15.76 | 0 | 0 | 0 | 0 | STD | Year 2020 | National Average
0 | 312319200100 |  |  | Dewatering, excavate drainage trench, with backhoe, 2' wide x 3' deep | B11C | 135 | 0.12 | C.Y. | 0 | 5.85 | 1.58 | 7.43 | 0 | 0 | 0 | 0 | 0 | 8.8 | 1.74 | 10.54 | 0 | 0 | 0 | 0 | STD | Year 2020 | National Average
0 | 312319200200 |  |  | Dewatering, excavate sump pits, by hand, light soil | 1 Clab | 7.1 | 1.13 | C.Y. | 0 | 47.5 | 0 | 47.5 | 0 | 0 | 0 | 0 | 0 | 71.5 | 0 | 71.5 | 0 | 0 | 0 | 0 | STD | Year 2020 | National Average
0 | 312319200300 |  |  | Dewatering, excavate sump pits, by hand, heavy soil | 1 Clab | 3.5 | 2.29 | C.Y. | 0 | 96 | 0 | 96 | 0 | 0 | 0 | 0 | 0 | 145 | 0 | 145 | 0 | 0 | 0 | 0 | STD | Year 2020 | National Average
0 | 312319200500 |  |  | Dewatering, pumping 8 hours, attended 2 hours per day, includes 20 LF of suction hose |  | 0 | 0 |  | 0 | 0 | 0 | 0 | 0 | 0 | 0 | 0 | 0 | 0 | 0 | 0 | 0 | 0 | 0 | 0 | STD | Year 2020 | National Average
0 | 312319200550 |  |  | Dewatering, pumping 8 hours, attended 2 hours per day, includes 20 LF of suction hose and 100 LF of discharge hose |  | 0 | 0 |  | 0 | 0 | 0 | 0 | 0 | 0 | 0 | 0 | 0 | 0 | 0 | 0 | 0 | 0 | 0 | 0 | STD | Year 2020 | National Average
0 | 312319200600 |  |  | Dewatering, pumping 8 hours, attended 2 hours per day, 2" diaphragm pump used for 8 hours, includes 20 LF of suction hose and 100 LF of discharge hose | B10H | 4 | 3 | Day | 0 | 156 | 24.5 | 180.5 | 0 | 0 | 0 | 0 | 0 | 233 | 27 | 260 | 0 | 0 | 0 | 0 | STD | Year 2020 | National Average
0 | 312319200650 |  |  | Dewatering, pumping 8 hours, attended 2 hours per day, 4" discharge pump used for 8 hours, includes 20 LF of suction hose and 100 LF of discharge hose | B10I | 4 | 3 | Day | 0 | 156 | 37 | 193 | 0 | 0 | 0 | 0 | 0 | 233 | 40.5 | 273.5 | 0 | 0 | 0 | 0 | STD | Year 2020 | National Average
0 | 312319200800 |  |  | Dewatering, pumping 8 hours, attended 2 hours per day, 2" diaphragm pump, includes 20 LF of suction hose and 100 LF of discharge hose | B10H | 1 | 12 | Day | 0 | 620 | 98.5 | 718.5 | 0 | 0 | 0 | 0 | 0 | 930 | 108 | 1038 | 0 | 0 | 0 | 0 | STD | Year 2020 | National Average
0 | 312319200900 |  |  | Dewatering, pumping 8 hours, attended 2 hours per day, 3" centrifugal pump, includes 20 LF of suction hose and 100 LF of discharge hose | B10J | 1 | 12 | Day | 0 | 620 | 92 | 712 | 0 | 0 | 0 | 0 | 0 | 930 | 101 | 1031 | 0 | 0 | 0 | 0 | STD | Year 2020 | National Average
0 | 312319201000 |  |  | Dewatering, pumping 8 hours, attended 2 hours per day, 4" diaphragm pump, includes 20 LF of suction hose and 100 LF of discharge hose | B10I | 1 | 12 | Day | 0 | 620 | 148 | 768 | 0 | 0 | 0 | 0 | 0 | 930 | 162 | 1092 | 0 | 0 | 0 | 0 | STD | Year 2020 | National Average
0 | 312319201100 |  |  | Dewatering, pumping 8 hours, attended 2 hours per day, 6" centrifugal pump, includes 20 LF of suction hose and 100 LF of discharge hose | B10K | 1 | 12 | Day | 0 | 620 | 294 | 914 | 0 | 0 | 0 | 0 | 0 | 930 | 325 | 1255 | 0 | 0 | 0 | 0 | STD | Year 2020 | National Average
0 | 312319201300 |  |  | Dewatering, corrugated metal pipe, 3' deep, 12" diameter | B6 | 115 | 0.21 | L.F. | 12.4 | 9.55 | 1.86 | 23.81 | 0 | 0 | 0 | 0 | 13.65 | 14.3 | 2.05 | 30 | 0 | 0 | 0 | 0 | STD | Year 2020 | National Average
0 | 312319201400 |  |  | Dewatering, corrugated metal pipe, 3' deep, 18" diameter | B6 | 100 | 0.24 | L.F. | 18.8 | 11 | 2.14 | 31.94 | 0 | 0 | 0 | 0 | 20.5 | 16.45 | 2.35 | 39.3 | 0 | 0 | 0 | 0 | STD | Year 2020 | National Average
0 | 312319201600 |  |  | Dewatering, sump hole construction, includes excavation and gravel pit | B6 | 1250 | 0.02 | C.F. | 1.1 | 0.88 | 0.17 | 2.15 | 0 | 0 | 0 | 0 | 1.21 | 1.32 | 0.19 | 2.72 | 0 | 0 | 0 | 0 | STD | Year 2020 | National Average
0 | 312319201700 |  |  | Dewatering, sump hole construction, pit with gravel collar, corrugated, 12" gravel collar, 12" corrugated pipe, 16 gauge, includes excavation and gravel pit | B6 | 70 | 0.34 | L.F. | 23 | 15.7 | 3.05 | 41.75 | 0 | 0 | 0 | 0 | 25.5 | 23.5 | 3.36 | 52.36 | 0 | 0 | 0 | 0 | STD | Year 2020 | National Average
0 | 312319201800 |  |  | Dewatering, sump hole construction, pit with gravel collar, corrugated, 12" gravel collar, 15" corrugated pipe, 16 gauge, includes excavation and gravel pit | B6 | 55 | 0.44 | L.F. | 30 | 19.95 | 3.89 | 53.84 | 0 | 0 | 0 | 0 | 33 | 30 | 4.28 | 67.28 | 0 | 0 | 0 | 0 | STD | Year 2020 | National Average
0 | 312319201900 |  |  | Dewatering, sump hole construction, pit with gravel collar, corrugated, 12" gravel collar, 18" corrugated pipe, 16 gauge, includes excavation and gravel pit | B6 | 50 | 0.48 | L.F. | 35 | 22 | 4.28 | 61.28 | 0 | 0 | 0 | 0 | 38.5 | 33 | 4.7 | 76.2 | 0 | 0 | 0 | 0 | STD | Year 2020 | National Average
0 | 312319202000 |  |  | Dewatering, sump hole construction, pit with gravel collar, corrugated, 12" gravel collar, 24" corrugated pipe, 14 gauge, includes excavation and gravel pit | B6 | 40 | 0.6 | L.F. | 42 | 27.5 | 5.35 | 74.85 | 0 | 0 | 0 | 0 | 46 | 41 | 5.9 | 92.9 | 0 | 0 | 0 | 0 | STD | Year 2020 | National Average
0 | 312319202200 |  |  | Dewatering, sump hole construction, wood lining, to 4' x 4', includes excavation and gravel pit | B6 | 300 | 0.08 | SFCA | 16.4 | 3.66 | 0.71 | 20.77 | 0 | 0 | 0 | 0 | 18.05 | 5.5 | 0.78 | 24.33 | 0 | 0 | 0 | 0 | STD | Year 2020 | National Average
0 | 312319209950 |  |  | Dewatering, see Section 31 23 19.40 for wellpoints (MF95 02240 900) |  | 0 | 0 |  | 0 | 0 | 0 | 0 | 0 | 0 | 0 | 0 | 0 | 0 | 0 | 0 | 0 | 0 | 0 | 0 | STD | Year 2020 | National Average
0 | 312319209960 |  |  | Dewatering, see Section 31 23 19.30 for deep well systems (MF95 02240 700) |  | 0 | 0 |  | 0 | 0 | 0 | 0 | 0 | 0 | 0 | 0 | 0 | 0 | 0 | 0 | 0 | 0 | 0 | 0 | STD | Year 2020 | National Average
0 | 312319300010 |  |  | Wells, for dewatering |  | 0 | 0 |  | 0 | 0 | 0 | 0 | 0 | 0 | 0 | 0 | 0 | 0 | 0 | 0 | 0 | 0 | 0 | 0 | STD | Year 2020 | National Average
0 | 312319300011 |  |  | Wells, for dewatering, 10' to 20' deep, 2' diameter |  | 0 | 0 |  | 0 | 0 | 0 | 0 | 0 | 0 | 0 | 0 | 0 | 0 | 0 | 0 | 0 | 0 | 0 | 0 | STD | Year 2020 | National Average
0 | 312319300020 |  |  | Wells, for dewatering, with steel casing, 10' to 20' deep, 2' diameter, minimum | B6 | 165 | 0.14 | V.L.F. | 37.5 | 6.65 | 1.3 | 45.45 | 0 | 0 | 0 | 0 | 41.5 | 9.95 | 1.43 | 52.88 | 0 | 0 | 0 | 0 | STD | Year 2020 | National Average
0 | 312319300050 |  |  | Wells, for dewatering, with steel casing, 10' to 20' deep, 2' diameter, average | B6 | 98 | 0.24 | V.L.F. | 44.5 | 11.2 | 2.18 | 57.88 | 0 | 0 | 0 | 0 | 49 | 16.8 | 2.4 | 68.2 | 0 | 0 | 0 | 0 | STD | Year 2020 | National Average
0 | 312319300100 |  |  | Wells, for dewatering, with steel casing, 10' to 20' deep, 2' diameter, maximum | B6 | 49 | 0.49 | V.L.F. | 48 | 22.5 | 4.36 | 74.86 | 0 | 0 | 0 | 0 | 52.5 | 33.5 | 4.8 | 90.8 | 0 | 0 | 0 | 0 | STD | Year 2020 | National Average
0 | 312319300300 |  |  | Wells, for dewatering pumps, see 01 54 33 Reference Section |  | 0 | 0 |  | 0 | 0 | 0 | 0 | 0 | 0 | 0 | 0 | 0 | 0 | 0 | 0 | 0 | 0 | 0 | 0 | STD | Year 2020 | National Average
0 | 312319300500 |  |  | For domestic water wells, see Section 33 21 13.10 (MF95 02520 510) |  | 0 | 0 |  | 0 | 0 | 0 | 0 | 0 | 0 | 0 | 0 | 0 | 0 | 0 | 0 | 0 | 0 | 0 | 0 | STD | Year 2020 | National Average
0 | 312319400010 |  |  | Wellpoints, for wellpoint equipment rental see Reference Section |  | 0 | 0 |  | 0 | 0 | 0 | 0 | 0 | 0 | 0 | 0 | 0 | 0 | 0 | 0 | 0 | 0 | 0 | 0 | STD | Year 2020 | National Average
0 | 312319400011 |  |  | For equipment rental, see 01 54 33 in reference section |  | 0 | 0 |  | 0 | 0 | 0 | 0 | 0 | 0 | 0 | 0 | 0 | 0 | 0 | 0 | 0 | 0 | 0 | 0 | STD | Year 2020 | National Average
0 | 312319400100 |  |  | Wellpoints, single stage system, installation and removal |  | 0 | 0 |  | 0 | 0 | 0 | 0 | 0 | 0 | 0 | 0 | 0 | 0 | 0 | 0 | 0 | 0 | 0 | 0 | STD | Year 2020 | National Average
0 | 312319400110 |  |  | Wellpoints, single stage system, 0.75 labor hours per LF, installation and removal | 1 Clab | 10.7 | 0.75 | LF Hdr | 0 | 31.5 | 0 | 31.5 | 0 | 0 | 0 | 0 | 0 | 47.5 | 0 | 47.5 | 0 | 0 | 0 | 0 | STD | Year 2020 | National Average
0 | 312319400400 |  |  | Wellpoints, pump operation, 4 @ 6 hour shifts |  | 0 | 0 |  | 0 | 0 | 0 | 0 | 0 | 0 | 0 | 0 | 0 | 0 | 0 | 0 | 0 | 0 | 0 | 0 | STD | Year 2020 | National Average
0 | 312319400200 |  |  | Wellpoints, single stage system, 2.0 labor hours per LF, installation and removal | 1 Clab | 4 | 2 | LF Hdr | 0 | 84 | 0 | 84 | 0 | 0 | 0 | 0 | 0 | 127 | 0 | 127 | 0 | 0 | 0 | 0 | STD | Year 2020 | National Average
0 | 312319400410 |  |  | Wellpoints, pump operation, 4 @ 6 hour shifts, per 24 hour day | 4 Eqlt | 1.27 | 25.2 | Day | 0 | 1325 | 0 | 1325 | 0 | 0 | 0 | 0 | 0 | 2000 | 0 | 2000 | 0 | 0 | 0 | 0 | STD | Year 2020 | National Average
0 | 312319400500 |  |  | Wellpoints, pump operation, 4 @ 6 hour shifts, per 168 hour week,160 hour straight, 8 hour double time | 4 Eqlt | 0.18 | 178 | Week | 0 | 9425 | 0 | 9425 | 0 | 0 | 0 | 0 | 0 | 14100 | 0 | 14100 | 0 | 0 | 0 | 0 | STD | Year 2020 | National Average
0 | 312319400550 |  |  | Wellpoints, pump operation, 4 @ 6 hour shifts, per 4.3 week month | 4 Eqlt | 0.04 | 800 | Month | 0 | 42400 | 0 | 42400 | 0 | 0 | 0 | 0 | 0 | 63500 | 0 | 63500 | 0 | 0 | 0 | 0 | STD | Year 2020 | National Average
0 | 312319400600 |  |  | Wellpoints, complete installation, includes one month operation, equipment rental, fuel and removal of system |  | 0 | 0 |  | 0 | 0 | 0 | 0 | 0 | 0 | 0 | 0 | 0 | 0 | 0 | 0 | 0 | 0 | 0 | 0 | STD | Year 2020 | National Average
0 | 312319400610 |  |  | Wellpoints, complete installation, 2" wellpoints, 5' OC, includes one month operation, equipment rental, fuel and removal of system |  | 0 | 0 |  | 0 | 0 | 0 | 0 | 0 | 0 | 0 | 0 | 0 | 0 | 0 | 0 | 0 | 0 | 0 | 0 | STD | Year 2020 | National Average
0 | 312319400700 |  |  | Wellpoints, complete installation, 2" wellpoints, 5' OC, 100' long header, 6" diameter, includes one month operation, equipment rental, fuel and removal of system | 4 Eqlt | 3.23 | 9.91 | LF Hdr | 160 | 525 | 0 | 685 | 0 | 0 | 0 | 0 | 176 | 785 | 0 | 961 | 0 | 0 | 0 | 0 | STD | Year 2020 | National Average
0 | 312319400800 |  |  | Wellpoints, each additional month, 2" wellpoints, 5' OC, 100' long header, 6" diameter, includes equipment rental, fuel and removal of system | 4 Eqlt | 4.13 | 7.75 | LF Hdr | 128 | 410 | 0 | 538 | 0 | 0 | 0 | 0 | 141 | 615 | 0 | 756 | 0 | 0 | 0 | 0 | STD | Year 2020 | National Average
0 | 312319401000 |  |  | Wellpoints, complete installation, 2" wellpoints, 5' OC, 200' long header, 8" diameter, includes one month operation, equipment rental, fuel and removal of system | 4 Eqlt | 6 | 5.33 | LF Hdr | 154 | 283 | 0 | 437 | 0 | 0 | 0 | 0 | 170 | 420 | 0 | 590 | 0 | 0 | 0 | 0 | STD | Year 2020 | National Average
0 | 312319401100 |  |  | Wellpoints, each additional month, 2" wellpoints, 5' OC, 200' long header, 8" diameter, includes operation, equipment rental, and fuel | 4 Eqlt | 8.39 | 3.81 | LF Hdr | 72 | 202 | 0 | 274 | 0 | 0 | 0 | 0 | 79 | 300 | 0 | 379 | 0 | 0 | 0 | 0 | STD | Year 2020 | National Average
0 | 312319401300 |  |  | Wellpoints, complete installation, 2" wellpoints, 5' OC, 500' long header, 8" diameter, includes one month operation, equipment rental, fuel and removal of system | 4 Eqlt | 10.63 | 3.01 | LF Hdr | 56 | 160 | 0 | 216 | 0 | 0 | 0 | 0 | 61.5 | 238 | 0 | 299.5 | 0 | 0 | 0 | 0 | STD | Year 2020 | National Average
0 | 312319401400 |  |  | Wellpoints, each additional month, 2" wellpoints, 5' OC, 500' long header, 8" diameter, includes operation, equipment rental, and fuel | 4 Eqlt | 20.91 | 1.53 | LF Hdr | 40 | 81 | 0 | 121 | 0 | 0 | 0 | 0 | 44 | 121 | 0 | 165 | 0 | 0 | 0 | 0 | STD | Year 2020 | National Average
0 | 312319401600 |  |  | Wellpoints, complete installation, 2" wellpoints, 5' OC, 1000' long header, 10" diameter, includes operation, equipment rental, fuel and removal of system | 4 Eqlt | 11.62 | 2.75 | LF Hdr | 48 | 146 | 0 | 194 | 0 | 0 | 0 | 0 | 53 | 218 | 0 | 271 | 0 | 0 | 0 | 0 | STD | Year 2020 | National Average
0 | 312319401700 |  |  | Wellpoints, each additional month, 2" wellpoints, 5' OC, 1000' long header, 10" diameter, includes operation, equipment rental, and fuel | 4 Eqlt | 41.81 | 0.77 | LF Hdr | 24 | 40.5 | 0 | 64.5 | 0 | 0 | 0 | 0 | 26.5 | 60.5 | 0 | 87 | 0 | 0 | 0 | 0 | STD | Year 2020 | National Average
0 | 312319401900 |  |  | Wellpoints, note: above figures include pumping 168 hrs per week, and include the pump operator and one stand-by pump |  | 0 | 0 |  | 0 | 0 | 0 | 0 | 0 | 0 | 0 | 0 | 0 | 0 | 0 | 0 | 0 | 0 | 0 | 0 | STD | Year 2020 | National Average
0 | 312319401910 |  |  | Wellpoints, note: above figures include pumping 168 hrs per week, and include the pump operator and one stand-by pump |  | 0 | 0 |  | 0 | 0 | 0 | 0 | 0 | 0 | 0 | 0 | 0 | 0 | 0 | 0 | 0 | 0 | 0 | 0 | STD | Year 2020 | National Average
0 | 312323000000 |  |  | Fill |  | 0 | 0 |  | 0 | 0 | 0 | 0 | 0 | 0 | 0 | 0 | 0 | 0 | 0 | 0 | 0 | 0 | 0 | 0 | STD | Year 2020 | National Average
0 | 312323130010 |  |  | Backfill, general |  | 0 | 0 |  | 0 | 0 | 0 | 0 | 0 | 0 | 0 | 0 | 0 | 0 | 0 | 0 | 0 | 0 | 0 | 0 | STD | Year 2020 | National Average
0 | 312323130015 |  |  | Backfill, light soil, by hand, no compaction | 1 Clab | 14 | 0.57 | L.C.Y. | 0 | 24 | 0 | 24 | 0 | 0 | 0 | 0 | 0 | 36 | 0 | 36 | 0 | 0 | 0 | 0 | STD | Year 2020 | National Average
0 | 312323130100 |  |  | Backfill, heavy soil, by hand, no compaction | 1 Clab | 11 | 0.73 | L.C.Y. | 0 | 30.5 | 0 | 30.5 | 0 | 0 | 0 | 0 | 0 | 46 | 0 | 46 | 0 | 0 | 0 | 0 | STD | Year 2020 | National Average
0 | 312323130300 |  |  | Backfill, 6" layers, compaction in layers, hand tamp, add | 1 Clab | 20.6 | 0.39 | E.C.Y. | 0 | 16.35 | 0 | 16.35 | 0 | 0 | 0 | 0 | 0 | 24.5 | 0 | 24.5 | 0 | 0 | 0 | 0 | STD | Year 2020 | National Average
0 | 312323130400 |  |  | Backfill and compact, by hand, 6" layers, compaction in layers, roller compaction with operator walking, add to above | B10A | 100 | 0.12 | E.C.Y. | 0 | 6.2 | 1.66 | 7.86 | 0 | 0 | 0 | 0 | 0 | 9.3 | 1.83 | 11.13 | 0 | 0 | 0 | 0 | STD | Year 2020 | National Average
0 | 312323130500 |  |  | Backfill and compact, by hand, 6" layers, air rammer/tamper, add | B9D | 190 | 0.21 | E.C.Y. | 0 | 8.95 | 1.67 | 10.62 | 0 | 0 | 0 | 0 | 0 | 13.45 | 1.84 | 15.29 | 0 | 0 | 0 | 0 | STD | Year 2020 | National Average
0 | 312323130600 |  |  | Backfill and compact, by hand, 6" layers, compaction in layers, vibrating plate, add to above | A1D | 60 | 0.13 | E.C.Y. | 0 | 5.6 | 0.53 | 6.13 | 0 | 0 | 0 | 0 | 0 | 8.45 | 0.58 | 9.03 | 0 | 0 | 0 | 0 | STD | Year 2020 | National Average
0 | 312323130800 |  |  | Backfill and compact, by hand, 12" layers, compaction in layers, hand tamp, add to above | 1 Clab | 34 | 0.23 | E.C.Y. | 0 | 9.9 | 0 | 9.9 | 0 | 0 | 0 | 0 | 0 | 14.9 | 0 | 14.9 | 0 | 0 | 0 | 0 | STD | Year 2020 | National Average
0 | 312323130900 |  |  | Backfill and compact, by hand, 12" layers, compaction in layers, roller compaction with operator walking, add to above | B10A | 150 | 0.08 | E.C.Y. | 0 | 4.15 | 1.11 | 5.26 | 0 | 0 | 0 | 0 | 0 | 6.2 | 1.22 | 7.42 | 0 | 0 | 0 | 0 | STD | Year 2020 | National Average
0 | 312323131000 |  |  | Backfill and compact, by hand, 12" layers, compaction in layers, air tamp, add | B9 | 285 | 0.14 | E.C.Y. | 0 | 5.95 | 1.25 | 7.2 | 0 | 0 | 0 | 0 | 0 | 8.95 | 1.38 | 10.33 | 0 | 0 | 0 | 0 | STD | Year 2020 | National Average
0 | 312323131100 |  |  | Backfill and compact, by hand, 12" layers, compaction in layers, vibrating plate, add to above | A1E | 90 | 0.09 | E.C.Y. | 0 | 3.74 | 1.84 | 5.58 | 0 | 0 | 0 | 0 | 0 | 5.6 | 2.02 | 7.62 | 0 | 0 | 0 | 0 | STD | Year 2020 | National Average
0 | 312323131300 |  |  | Backfill, bulk, up to 300' haul, dozer backfilling, excludes compaction | B10B | 1200 | 0.01 | L.C.Y. | 0 | 0.52 | 1.25 | 1.77 | 0 | 0 | 0 | 0 | 0 | 0.78 | 1.38 | 2.16 | 0 | 0 | 0 | 0 | STD | Year 2020 | National Average
0 | 312323131400 |  |  | Backfill, bulk, air tamped compaction, add | B11B | 80 | 0.2 | E.C.Y. | 0 | 9.5 | 4.97 | 14.47 | 0 | 0 | 0 | 0 | 0 | 14.25 | 5.45 | 19.7 | 0 | 0 | 0 | 0 | STD | Year 2020 | National Average
0 | 312323131600 |  |  | Backfill, bulk, 6" to 12" lifts, dozer backfilling, compaction with vibrating roller | B10C | 800 | 0.01 | E.C.Y. | 0 | 0.78 | 2.52 | 3.3 | 0 | 0 | 0 | 0 | 0 | 1.16 | 2.78 | 3.94 | 0 | 0 | 0 | 0 | STD | Year 2020 | National Average
0 | 312323131700 |  |  | Backfill, bulk, 6" to 12" lifts, dozer backfilling, compaction with sheepsfoot roller | B10D | 750 | 0.02 | E.C.Y. | 0 | 0.83 | 2.59 | 3.42 | 0 | 0 | 0 | 0 | 0 | 1.24 | 2.85 | 4.09 | 0 | 0 | 0 | 0 | STD | Year 2020 | National Average
0 | 312323131900 |  |  | Backfill, trench, up to 300' haul, dozer backfilling, excludes compaction | B10B | 900 | 0.01 | L.C.Y. | 0 | 0.69 | 1.67 | 2.36 | 0 | 0 | 0 | 0 | 0 | 1.04 | 1.84 | 2.88 | 0 | 0 | 0 | 0 | STD | Year 2020 | National Average
0 | 312323132000 |  |  | Backfill, trench, air tamped compaction, add | B11B | 80 | 0.2 | E.C.Y. | 0 | 9.5 | 4.97 | 14.47 | 0 | 0 | 0 | 0 | 0 | 14.25 | 5.45 | 19.7 | 0 | 0 | 0 | 0 | STD | Year 2020 | National Average
0 | 312323132200 |  |  | Backfill, trench, 6" to 12" lifts, dozer backfilling, compaction with vibrating roller | B10C | 700 | 0.02 | E.C.Y. | 0 | 0.89 | 2.88 | 3.77 | 0 | 0 | 0 | 0 | 0 | 1.33 | 3.17 | 4.5 | 0 | 0 | 0 | 0 | STD | Year 2020 | National Average
0 | 312323132300 |  |  | Backfill, trench, 6" to 12" lifts, dozer backfilling, compaction with sheepsfoot roller | B10D | 650 | 0.02 | E.C.Y. | 0 | 0.96 | 2.99 | 3.95 | 0 | 0 | 0 | 0 | 0 | 1.43 | 3.28 | 4.71 | 0 | 0 | 0 | 0 | STD | Year 2020 | National Average
0 | 312323132350 |  |  | Backfill, in 8" layers, spreading, small dozer, includes compaction with vibrating roller | B10B | 1060 | 0.01 | L.C.Y. | 0 | 0.59 | 1.42 | 2.01 | 0 | 0 | 0 | 0 | 0 | 0.88 | 1.56 | 2.44 | 0 | 0 | 0 | 0 | STD | Year 2020 | National Average
0 | 312323140010 |  |  | Backfill, structural |  | 0 | 0 |  | 0 | 0 | 0 | 0 | 0 | 0 | 0 | 0 | 0 | 0 | 0 | 0 | 0 | 0 | 0 | 0 | STD | Year 2020 | National Average
0 | 312323140011 |  |  | Backfill, dozer or F.E. loader |  | 0 | 0 |  | 0 | 0 | 0 | 0 | 0 | 0 | 0 | 0 | 0 | 0 | 0 | 0 | 0 | 0 | 0 | 0 | STD | Year 2020 | National Average
0 | 312323140020 |  |  | Backfill, structural, from existing stockpile, dozer or F.E. loader, excludes compaction |  | 0 | 0 |  | 0 | 0 | 0 | 0 | 0 | 0 | 0 | 0 | 0 | 0 | 0 | 0 | 0 | 0 | 0 | 0 | STD | Year 2020 | National Average
0 | 312323141000 |  |  | Backfill, structural, common earth, 55 HP wheeled loader, 50' haul, excludes compaction | B11C | 200 | 0.08 | L.C.Y. | 0 | 3.95 | 1.07 | 5.02 | 0 | 0 | 0 | 0 | 0 | 5.9 | 1.18 | 7.08 | 0 | 0 | 0 | 0 | STD | Year 2020 | National Average
0 | 312323142000 |  |  | Backfill, structural, sand and gravel, 80 HP dozer, 50' haul, from existing stockpile, excludes compaction | B10L | 1100 | 0.01 | L.C.Y. | 0 | 0.57 | 0.36 | 0.93 | 0 | 0 | 0 | 0 | 0 | 0.85 | 0.4 | 1.25 | 0 | 0 | 0 | 0 | STD | Year 2020 | National Average
0 | 312323142010 |  |  | Backfill, structural, sandy clay & loam, 80 HP dozer, 50' haul, from existing stockpile, excludes compaction | B10L | 1070 | 0.01 | L.C.Y. | 0 | 0.58 | 0.38 | 0.96 | 0 | 0 | 0 | 0 | 0 | 0.87 | 0.41 | 1.28 | 0 | 0 | 0 | 0 | STD | Year 2020 | National Average
0 | 312323142020 |  |  | Backfill, structural, common earth, 80 HP dozer, 50' haul, from existing stockpile, excludes compaction | B10L | 975 | 0.01 | L.C.Y. | 0 | 0.64 | 0.41 | 1.05 | 0 | 0 | 0 | 0 | 0 | 0.96 | 0.45 | 1.41 | 0 | 0 | 0 | 0 | STD | Year 2020 | National Average
0 | 312323142040 |  |  | Backfill, structural, clay, 80 HP dozer, 50' haul, from existing stockpile, excludes compaction | B10L | 850 | 0.01 | L.C.Y. | 0 | 0.73 | 0.47 | 1.2 | 0 | 0 | 0 | 0 | 0 | 1.1 | 0.52 | 1.62 | 0 | 0 | 0 | 0 | STD | Year 2020 | National Average
0 | 312323142400 |  |  | Backfill, structural, sand and gravel, 80 HP dozer, 300' haul, from existing stockpile, excludes compaction | B10L | 370 | 0.03 | L.C.Y. | 0 | 1.68 | 1.08 | 2.76 | 0 | 0 | 0 | 0 | 0 | 2.52 | 1.19 | 3.71 | 0 | 0 | 0 | 0 | STD | Year 2020 | National Average
0 | 312323142410 |  |  | Backfill, structural, sandy clay & loam, 80 HP dozer, 300' haul, from existing stockpile, excludes compaction | B10L | 360 | 0.03 | L.C.Y. | 0 | 1.73 | 1.11 | 2.84 | 0 | 0 | 0 | 0 | 0 | 2.59 | 1.23 | 3.82 | 0 | 0 | 0 | 0 | STD | Year 2020 | National Average
0 | 312323142420 |  |  | Backfill, structural, common earth, 80 HP dozer, 300' haul, from existing stockpile, excludes compaction | B10L | 330 | 0.04 | L.C.Y. | 0 | 1.89 | 1.22 | 3.11 | 0 | 0 | 0 | 0 | 0 | 2.82 | 1.34 | 4.16 | 0 | 0 | 0 | 0 | STD | Year 2020 | National Average
0 | 312323142440 |  |  | Backfill, structural, clay, 80 HP dozer, 300' haul, from existing stockpile, excludes compaction | B10L | 290 | 0.04 | L.C.Y. | 0 | 2.15 | 1.38 | 3.53 | 0 | 0 | 0 | 0 | 0 | 3.21 | 1.52 | 4.73 | 0 | 0 | 0 | 0 | STD | Year 2020 | National Average
0 | 312323143000 |  |  | Backfill, structural, sand and gravel, 105 HP dozer, 50' haul, from existing stockpile, excludes compaction | B10W | 1350 | 0.01 | L.C.Y. | 0 | 0.46 | 0.47 | 0.93 | 0 | 0 | 0 | 0 | 0 | 0.69 | 0.52 | 1.21 | 0 | 0 | 0 | 0 | STD | Year 2020 | National Average
0 | 312323143010 |  |  | Backfill, structural, sandy clay & loam, 105 HP dozer, 50' haul, from existing stockpile, excludes compaction | B10W | 1325 | 0.01 | L.C.Y. | 0 | 0.47 | 0.48 | 0.95 | 0 | 0 | 0 | 0 | 0 | 0.7 | 0.53 | 1.23 | 0 | 0 | 0 | 0 | STD | Year 2020 | National Average
0 | 312323143020 |  |  | Backfill, structural, common earth, 105 HP dozer, 50' haul, from existing stockpile, excludes compaction | B10W | 1225 | 0.01 | L.C.Y. | 0 | 0.51 | 0.52 | 1.03 | 0 | 0 | 0 | 0 | 0 | 0.76 | 0.57 | 1.33 | 0 | 0 | 0 | 0 | STD | Year 2020 | National Average
0 | 312323143300 |  |  | Backfill, structural, sand and gravel, 105 HP dozer, 300' haul, from existing stockpile, excludes compaction | B10W | 465 | 0.03 | L.C.Y. | 0 | 1.34 | 1.36 | 2.7 | 0 | 0 | 0 | 0 | 0 | 2 | 1.5 | 3.5 | 0 | 0 | 0 | 0 | STD | Year 2020 | National Average
0 | 312323143040 |  |  | Backfill, structural, clay, 105 HP dozer, 50' haul, from existing stockpile, excludes compaction | B10W | 1100 | 0.01 | L.C.Y. | 0 | 0.57 | 0.58 | 1.15 | 0 | 0 | 0 | 0 | 0 | 0.85 | 0.63 | 1.48 | 0 | 0 | 0 | 0 | STD | Year 2020 | National Average
0 | 312323143310 |  |  | Backfill, structural, sandy clay & loam, 105 HP dozer, 300' haul, from existing stockpile, excludes compaction | B10W | 455 | 0.03 | L.C.Y. | 0 | 1.37 | 1.39 | 2.76 | 0 | 0 | 0 | 0 | 0 | 2.05 | 1.53 | 3.58 | 0 | 0 | 0 | 0 | STD | Year 2020 | National Average
0 | 312323143320 |  |  | Backfill, structural, common earth, 105 HP dozer, 300' haul, from existing stockpile, excludes compaction | B10W | 415 | 0.03 | L.C.Y. | 0 | 1.5 | 1.53 | 3.03 | 0 | 0 | 0 | 0 | 0 | 2.25 | 1.68 | 3.93 | 0 | 0 | 0 | 0 | STD | Year 2020 | National Average
0 | 312323143340 |  |  | Backfill, structural, clay, 105 HP dozer, 300' haul, from existing stockpile, excludes compaction | B10W | 370 | 0.03 | L.C.Y. | 0 | 1.68 | 1.71 | 3.39 | 0 | 0 | 0 | 0 | 0 | 2.52 | 1.88 | 4.4 | 0 | 0 | 0 | 0 | STD | Year 2020 | National Average
0 | 312323144000 |  |  | Backfill, structural, sand and gravel, 200 HP dozer, 50' haul, from existing stockpile, excludes compaction | B10B | 2500 | 0.01 | L.C.Y. | 0 | 0.25 | 0.6 | 0.85 | 0 | 0 | 0 | 0 | 0 | 0.37 | 0.66 | 1.03 | 0 | 0 | 0 | 0 | STD | Year 2020 | National Average
0 | 312323144010 |  |  | Backfill, structural, sandy clay & loam, 200 HP dozer, 50' haul, from existing stockpile, excludes compaction | B10B | 2435 | 0.01 | L.C.Y. | 0 | 0.26 | 0.62 | 0.88 | 0 | 0 | 0 | 0 | 0 | 0.38 | 0.68 | 1.06 | 0 | 0 | 0 | 0 | STD | Year 2020 | National Average
0 | 312323144020 |  |  | Backfill, structural, common earth, 200 HP dozer, 50' haul, from existing stockpile, excludes compaction | B10B | 2200 | 0.01 | L.C.Y. | 0 | 0.28 | 0.68 | 0.96 | 0 | 0 | 0 | 0 | 0 | 0.42 | 0.75 | 1.17 | 0 | 0 | 0 | 0 | STD | Year 2020 | National Average
0 | 312323144040 |  |  | Backfill, structural, clay, 200 HP dozer, 50' haul, from existing stockpile, excludes compaction | B10B | 1950 | 0.01 | L.C.Y. | 0 | 0.32 | 0.77 | 1.09 | 0 | 0 | 0 | 0 | 0 | 0.48 | 0.85 | 1.33 | 0 | 0 | 0 | 0 | STD | Year 2020 | National Average
0 | 312323144400 |  |  | Backfill, structural, sand and gravel, 200 HP dozer, 300' haul, from existing stockpile, excludes compaction | B10B | 805 | 0.01 | L.C.Y. | 0 | 0.77 | 1.87 | 2.64 | 0 | 0 | 0 | 0 | 0 | 1.16 | 2.06 | 3.22 | 0 | 0 | 0 | 0 | STD | Year 2020 | National Average
0 | 312323144410 |  |  | Backfill, structural, sandy clay & loam, 200 HP dozer, 300' haul, from existing stockpile, excludes compaction | B10B | 790 | 0.01 | L.C.Y. | 0 | 0.79 | 1.9 | 2.69 | 0 | 0 | 0 | 0 | 0 | 1.18 | 2.09 | 3.27 | 0 | 0 | 0 | 0 | STD | Year 2020 | National Average
0 | 312323144420 |  |  | Backfill, structural, common earth, 200 HP dozer, 300' haul, from existing stockpile, excludes compaction | B10B | 735 | 0.02 | L.C.Y. | 0 | 0.85 | 2.05 | 2.9 | 0 | 0 | 0 | 0 | 0 | 1.27 | 2.25 | 3.52 | 0 | 0 | 0 | 0 | STD | Year 2020 | National Average
0 | 312323144440 |  |  | Backfill, structural, clay, 200 HP dozer, 300' haul, from existing stockpile, excludes compaction | B10B | 660 | 0.02 | L.C.Y. | 0 | 0.94 | 2.28 | 3.22 | 0 | 0 | 0 | 0 | 0 | 1.41 | 2.51 | 3.92 | 0 | 0 | 0 | 0 | STD | Year 2020 | National Average
0 | 312323145000 |  |  | Backfill, structural, sand and gravel, 300 HP dozer, 50' haul, from existing stockpile, excludes compaction | B10M | 3170 | 0 | L.C.Y. | 0 | 0.2 | 0.56 | 0.76 | 0 | 0 | 0 | 0 | 0 | 0.29 | 0.61 | 0.9 | 0 | 0 | 0 | 0 | STD | Year 2020 | National Average
0 | 312323145010 |  |  | Backfill, structural, sandy clay & loam, 300 HP dozer, 50' haul, from existing stockpile, excludes compaction | B10M | 3110 | 0 | L.C.Y. | 0 | 0.2 | 0.57 | 0.77 | 0 | 0 | 0 | 0 | 0 | 0.3 | 0.62 | 0.92 | 0 | 0 | 0 | 0 | STD | Year 2020 | National Average
0 | 312323145020 |  |  | Backfill, structural, common earth, 300 HP dozer, 50' haul, from existing stockpile, excludes compaction | B10M | 2900 | 0 | L.C.Y. | 0 | 0.21 | 0.61 | 0.82 | 0 | 0 | 0 | 0 | 0 | 0.32 | 0.67 | 0.99 | 0 | 0 | 0 | 0 | STD | Year 2020 | National Average
0 | 312323145040 |  |  | Backfill, structural, clay, 300 HP dozer, 50' haul, from existing stockpile, excludes compaction | B10M | 2700 | 0 | L.C.Y. | 0 | 0.23 | 0.65 | 0.88 | 0 | 0 | 0 | 0 | 0 | 0.34 | 0.72 | 1.06 | 0 | 0 | 0 | 0 | STD | Year 2020 | National Average
0 | 312323145400 |  |  | Backfill, structural, sand and gravel, 300 HP dozer, 300' haul, from existing stockpile, excludes compaction | B10M | 1500 | 0.01 | L.C.Y. | 0 | 0.42 | 1.18 | 1.6 | 0 | 0 | 0 | 0 | 0 | 0.62 | 1.29 | 1.91 | 0 | 0 | 0 | 0 | STD | Year 2020 | National Average
0 | 312323145410 |  |  | Backfill, structural, sandy clay & loam, 300 HP dozer, 300' haul, from existing stockpile, excludes compaction | B10M | 1470 | 0.01 | L.C.Y. | 0 | 0.42 | 1.2 | 1.62 | 0 | 0 | 0 | 0 | 0 | 0.63 | 1.32 | 1.95 | 0 | 0 | 0 | 0 | STD | Year 2020 | National Average
0 | 312323145420 |  |  | Backfill, structural, common earth, 300 HP dozer, 300' haul, from existing stockpile, excludes compaction | B10M | 1350 | 0.01 | L.C.Y. | 0 | 0.46 | 1.31 | 1.77 | 0 | 0 | 0 | 0 | 0 | 0.69 | 1.44 | 2.13 | 0 | 0 | 0 | 0 | STD | Year 2020 | National Average
0 | 312323145440 |  |  | Backfill, structural, clay, 300 HP dozer, 300' haul, from existing stockpile, excludes compaction | B10M | 1225 | 0.01 | L.C.Y. | 0 | 0.51 | 1.44 | 1.95 | 0 | 0 | 0 | 0 | 0 | 0.76 | 1.58 | 2.34 | 0 | 0 | 0 | 0 | STD | Year 2020 | National Average
0 | 312323146010 |  |  | Backfill, structural, for trench backfill, see Sections 31 23 16.13 and 31 23 16.14 (MF95 02315 610 & 02315 620) |  | 0 | 0 |  | 0 | 0 | 0 | 0 | 0 | 0 | 0 | 0 | 0 | 0 | 0 | 0 | 0 | 0 | 0 | 0 | STD | Year 2020 | National Average
0 | 312323146100 |  |  | Backfill, structural, for compaction, see Section 31 23 23.24 (MF95 02315 320) |  | 0 | 0 |  | 0 | 0 | 0 | 0 | 0 | 0 | 0 | 0 | 0 | 0 | 0 | 0 | 0 | 0 | 0 | 0 | STD | Year 2020 | National Average
0 | 312323160010 |  |  | Fill by borrow and utility bedding |  | 0 | 0 |  | 0 | 0 | 0 | 0 | 0 | 0 | 0 | 0 | 0 | 0 | 0 | 0 | 0 | 0 | 0 | 0 | STD | Year 2020 | National Average
0 | 312323160015 |  |  | Fill by borrow and utility bedding, borrow, 1 mile haul, spread, by dozer |  | 0 | 0 |  | 0 | 0 | 0 | 0 | 0 | 0 | 0 | 0 | 0 | 0 | 0 | 0 | 0 | 0 | 0 | 0 | STD | Year 2020 | National Average
0 | 312323160020 |  |  | Fill by borrow and utility bedding, borrow, for embankments, 1 mile haul, spread, by dozer | B15 | 1200 | 0.02 | L.C.Y. | 12.6 | 1.17 | 2.21 | 15.98 | 0 | 0 | 0 | 0 | 13.85 | 1.75 | 2.43 | 18.03 | 0 | 0 | 0 | 0 | STD | Year 2020 | National Average
0 | 312323160035 |  |  | Fill by borrow and utility bedding, borrow, select fill for shoulders and embankments, spread fill, with front-end loader | B15 | 1200 | 0.02 | L.C.Y. | 24.5 | 1.17 | 2.21 | 27.88 | 0 | 0 | 0 | 0 | 27 | 1.75 | 2.43 | 31.18 | 0 | 0 | 0 | 0 | STD | Year 2020 | National Average
0 | 312323160040 |  |  | Fill by borrow and utility bedding, borrow, spread fill, with front-end loader, see Section 31 23 23.20 (MF95 Div 02315 490) |  | 0 | 0 | Mile | 0 | 0 | 0 | 1.41 | 0 | 0 | 0 | 0 | 0 | 0 | 0 | 1.73 | 0 | 0 | 0 | 0 | STD | Year 2020 | National Average
0 | 312323160049 |  |  | Fill by borrow and utility bedding, for pipe and conduit, excludes compaction |  | 0 | 0 |  | 0 | 0 | 0 | 0 | 0 | 0 | 0 | 0 | 0 | 0 | 0 | 0 | 0 | 0 | 0 | 0 | STD | Year 2020 | National Average
0 | 312323160050 |  |  | Fill by borrow and utility bedding, for pipe and conduit, crushed or screened bank run gravel, excludes compaction | B6 | 150 | 0.16 | L.C.Y. | 21 | 7.3 | 1.43 | 29.73 | 0 | 0 | 0 | 0 | 23 | 10.95 | 1.57 | 35.52 | 0 | 0 | 0 | 0 | STD | Year 2020 | National Average
0 | 312323160100 |  |  | Fill by borrow and utility bedding, for pipe and conduit, crushed stone, 3/4" to 1/2", excludes compaction | B6 | 150 | 0.16 | L.C.Y. | 27.5 | 7.3 | 1.43 | 36.23 | 0 | 0 | 0 | 0 | 30.5 | 10.95 | 1.57 | 43.02 | 0 | 0 | 0 | 0 | STD | Year 2020 | National Average
0 | 312323160200 |  |  | Fill by borrow and utility bedding, for pipe and conduit, sand, dead or bank, excludes compaction | B6 | 150 | 0.16 | L.C.Y. | 18.25 | 7.3 | 1.43 | 26.98 | 0 | 0 | 0 | 0 | 20 | 10.95 | 1.57 | 32.52 | 0 | 0 | 0 | 0 | STD | Year 2020 | National Average
0 | 312323160500 |  |  | Fill by borrow and utility bedding, for pipe and conduit, compacting bedding in trench | A1D | 90 | 0.09 | E.C.Y. | 0 | 3.74 | 0.35 | 4.09 | 0 | 0 | 0 | 0 | 0 | 5.6 | 0.39 | 5.99 | 0 | 0 | 0 | 0 | STD | Year 2020 | National Average
0 | 312323160600 |  |  | Fill by borrow and utility bedding, for pipe and conduit, if material source exceeds 2 miles, add for extra miles |  | 0 | 0 |  | 0 | 0 | 0 | 0 | 0 | 0 | 0 | 0 | 0 | 0 | 0 | 0 | 0 | 0 | 0 | 0 | STD | Year 2020 | National Average
0 | 312323160610 |  |  | Fill by borrow and utility bedding, for pipe and conduit, see Section 31 23 23.20 for hauling mileage add (MF95 02315 492) |  | 0 | 0 |  | 0 | 0 | 0 | 0 | 0 | 0 | 0 | 0 | 0 | 0 | 0 | 0 | 0 | 0 | 0 | 0 | STD | Year 2020 | National Average
0 | 312323170010 |  |  | General fill, dumped material, spread, excludes compaction |  | 0 | 0 |  | 0 | 0 | 0 | 0 | 0 | 0 | 0 | 0 | 0 | 0 | 0 | 0 | 0 | 0 | 0 | 0 | STD | Year 2020 | National Average
0 | 312323170011 |  |  | Spread dumped material, no compaction |  | 0 | 0 |  | 0 | 0 | 0 | 0 | 0 | 0 | 0 | 0 | 0 | 0 | 0 | 0 | 0 | 0 | 0 | 0 | STD | Year 2020 | National Average
0 | 312323170020 |  |  | Fill, dumped material, spread, by dozer, excludes compaction | B10B | 1000 | 0.01 | L.C.Y. | 0 | 0.62 | 1.5 | 2.12 | 0 | 0 | 0 | 0 | 0 | 0.93 | 1.65 | 2.58 | 0 | 0 | 0 | 0 | STD | Year 2020 | National Average
0 | 312323170100 |  |  | Fill, dumped material, spread, by hand, excludes compaction | 1 Clab | 12 | 0.67 | L.C.Y. | 0 | 28 | 0 | 28 | 0 | 0 | 0 | 0 | 0 | 42 | 0 | 42 | 0 | 0 | 0 | 0 | STD | Year 2020 | National Average
0 | 312323170500 |  |  | Fill, gravel fill, compacted, under floor slabs, 4" deep | B37 | 10000 | 0.01 | S.F. | 0.49 | 0.21 | 0.03 | 0.73 | 0 | 0 | 0 | 0 | 0.54 | 0.32 | 0.03 | 0.89 | 0 | 0 | 0 | 0 | STD | Year 2020 | National Average
0 | 312323170600 |  |  | Fill, gravel fill, compacted, under floor slabs, 6" deep | B37 | 8600 | 0.01 | S.F. | 0.74 | 0.25 | 0.03 | 1.02 | 0 | 0 | 0 | 0 | 0.81 | 0.37 | 0.03 | 1.21 | 0 | 0 | 0 | 0 | STD | Year 2020 | National Average
0 | 312323170700 |  |  | Fill, gravel fill, compacted, under floor slabs, 9" deep | B37 | 7200 | 0.01 | S.F. | 1.23 | 0.3 | 0.04 | 1.57 | 0 | 0 | 0 | 0 | 1.35 | 0.44 | 0.04 | 1.83 | 0 | 0 | 0 | 0 | STD | Year 2020 | National Average
0 | 312323170800 |  |  | Fill, gravel fill, compacted, under floor slabs, 12" deep | B37 | 6000 | 0.01 | S.F. | 1.72 | 0.35 | 0.04 | 2.11 | 0 | 0 | 0 | 0 | 1.89 | 0.53 | 0.05 | 2.47 | 0 | 0 | 0 | 0 | STD | Year 2020 | National Average
0 | 312323171000 |  |  | Fill, gravel fill, compacted, under floor slabs, alternate pricing method, 4" deep | B37 | 120 | 0.4 | E.C.Y. | 37 | 17.7 | 2.13 | 56.83 | 0 | 0 | 0 | 0 | 40.5 | 26.5 | 2.34 | 69.34 | 0 | 0 | 0 | 0 | STD | Year 2020 | National Average
0 | 312323171100 |  |  | Fill, gravel fill, compacted, under floor slabs, alternate pricing method, 6" deep | B37 | 160 | 0.3 | E.C.Y. | 37 | 13.3 | 1.6 | 51.9 | 0 | 0 | 0 | 0 | 40.5 | 19.9 | 1.76 | 62.16 | 0 | 0 | 0 | 0 | STD | Year 2020 | National Average
0 | 312323171200 |  |  | Fill, gravel fill, compacted, under floor slabs, alternate pricing method, 9" deep | B37 | 200 | 0.24 | E.C.Y. | 37 | 10.6 | 1.28 | 48.88 | 0 | 0 | 0 | 0 | 40.5 | 15.95 | 1.41 | 57.86 | 0 | 0 | 0 | 0 | STD | Year 2020 | National Average
0 | 312323171300 |  |  | Fill, gravel fill, compacted, under floor slabs, alternate pricing method, 12" deep | B37 | 220 | 0.22 | E.C.Y. | 37 | 9.65 | 1.16 | 47.81 | 0 | 0 | 0 | 0 | 40.5 | 14.5 | 1.28 | 56.28 | 0 | 0 | 0 | 0 | STD | Year 2020 | National Average
0 | 312323171500 |  |  | Fill, for fill under exterior paving, backfill with wheeled front-end loader, see Section 32 11 23.23 (MF95 02720 200) |  | 0 | 0 |  | 0 | 0 | 0 | 0 | 0 | 0 | 0 | 0 | 0 | 0 | 0 | 0 | 0 | 0 | 0 | 0 | STD | Year 2020 | National Average
0 | 312323200010 |  |  | Cycle hauling(wait, load, travel, unload or dump & return) time per cycle, excavated or borrow, loose cubic yards, excludes loading equipment |  | 0 | 0 |  | 0 | 0 | 0 | 0 | 0 | 0 | 0 | 0 | 0 | 0 | 0 | 0 | 0 | 0 | 0 | 0 | STD | Year 2020 | National Average
0 | 312323200011 |  |  | Excavated or borrow, loose cubic yards |  | 0 | 0 |  | 0 | 0 | 0 | 0 | 0 | 0 | 0 | 0 | 0 | 0 | 0 | 0 | 0 | 0 | 0 | 0 | STD | Year 2020 | National Average
0 | 312323200012 |  |  | Cycle hauling(wait, load, travel, unload or dump & return) time per cycle, excavated or borrow, loose cubic yards, excludes loading equipment |  | 0 | 0 |  | 0 | 0 | 0 | 0 | 0 | 0 | 0 | 0 | 0 | 0 | 0 | 0 | 0 | 0 | 0 | 0 | STD | Year 2020 | National Average
0 | 312323200013 |  |  | Cycle hauling(wait, load, travel, unload or dump & return) time per cycle, excavated or borrow, loose cubic yards, excludes loading equipment |  | 0 | 0 |  | 0 | 0 | 0 | 0 | 0 | 0 | 0 | 0 | 0 | 0 | 0 | 0 | 0 | 0 | 0 | 0 | STD | Year 2020 | National Average
0 | 312323200014 |  |  | Cycle hauling(wait, load, travel, unload or dump & return) time per cycle, excavated or borrow, loose cubic yards, 10 min wait/load/unload, 8 C.Y. truck,15 MPH, cycle 0.5 mile, excludes loading equipment | B34A | 320 | 0.03 | L.C.Y. | 0 | 1.22 | 1.34 | 2.56 | 0 | 0 | 0 | 0 | 0 | 1.83 | 1.47 | 3.3 | 0 | 0 | 0 | 0 | STD | Year 2020 | National Average
0 | 312323200016 |  |  | Cycle hauling(wait, load, travel, unload or dump & return) time per cycle, excavated or borrow, loose cubic yards, 10 min wait/load/unload, 8 C.Y. truck, cycle 1 mile, 15 MPH, excludes loading equipment | B34A | 272 | 0.03 | L.C.Y. | 0 | 1.44 | 1.57 | 3.01 | 0 | 0 | 0 | 0 | 0 | 2.16 | 1.73 | 3.89 | 0 | 0 | 0 | 0 | STD | Year 2020 | National Average
0 | 312323200018 |  |  | Cycle hauling(wait, load, travel, unload or dump & return) time per cycle, excavated or borrow, loose cubic yards, 10 min wait/load/unload, 8 C.Y. truck, cycle 2 miles, 15MPH, excludes loading equipment | B34A | 208 | 0.04 | L.C.Y. | 0 | 1.88 | 2.06 | 3.94 | 0 | 0 | 0 | 0 | 0 | 2.82 | 2.26 | 5.08 | 0 | 0 | 0 | 0 | STD | Year 2020 | National Average
0 | 312323200020 |  |  | Cycle hauling(wait, load, travel, unload or dump & return) time per cycle, excavated or borrow, loose cubic yards, 10 min wait/load/unload, 8 C.Y. truck, cycle 4 miles, 15 MPH, excludes loading equipment | B34A | 144 | 0.06 | L.C.Y. | 0 | 2.72 | 2.97 | 5.69 | 0 | 0 | 0 | 0 | 0 | 4.08 | 3.27 | 7.35 | 0 | 0 | 0 | 0 | STD | Year 2020 | National Average
0 | 312323200022 |  |  | Cycle hauling(wait, load, travel, unload or dump & return) time per cycle, excavated or borrow, loose cubic yards, 10 min wait/load/unload, 8 C.Y. truck, cycle 6 miles, 15 MPH, excludes loading equipment | B34A | 112 | 0.07 | L.C.Y. | 0 | 3.5 | 3.82 | 7.32 | 0 | 0 | 0 | 0 | 0 | 5.25 | 4.2 | 9.45 | 0 | 0 | 0 | 0 | STD | Year 2020 | National Average
0 | 312323200024 |  |  | Cycle hauling(wait, load, travel, unload or dump & return) time per cycle, excavated or borrow, loose cubic yards, 10 min wait/load/unload, 8 C.Y. truck, cycle 8 miles, 15 MPH, excludes loading equipment | B34A | 88 | 0.09 | L.C.Y. | 0 | 4.45 | 4.86 | 9.31 | 0 | 0 | 0 | 0 | 0 | 6.65 | 5.35 | 12 | 0 | 0 | 0 | 0 | STD | Year 2020 | National Average
0 | 312323200026 |  |  | Cycle hauling(wait, load, travel, unload or dump & return) time per cycle, excavated or borrow, loose cubic yards, 10 min wait/load/unload, 8 C.Y. truck, cycle 0.5 mile, 20 MPH, excludes loading equipment | B34A | 336 | 0.02 | L.C.Y. | 0 | 1.17 | 1.27 | 2.44 | 0 | 0 | 0 | 0 | 0 | 1.75 | 1.4 | 3.15 | 0 | 0 | 0 | 0 | STD | Year 2020 | National Average
0 | 312323200028 |  |  | Cycle hauling(wait, load, travel, unload or dump & return) time per cycle, excavated or borrow, loose cubic yards, 10 min wait/load/unload, 8 C.Y. truck, cycle 1 mile, 20 MPH, excludes loading equipment | B34A | 296 | 0.03 | L.C.Y. | 0 | 1.32 | 1.45 | 2.77 | 0 | 0 | 0 | 0 | 0 | 1.98 | 1.59 | 3.57 | 0 | 0 | 0 | 0 | STD | Year 2020 | National Average
0 | 312323200030 |  |  | Cycle hauling(wait, load, travel, unload or dump & return) time per cycle, excavated or borrow, loose cubic yards, 10 min wait/load/unload, 8 C.Y. truck, cycle 2 miles, 20 MPH, excludes loading equipment | B34A | 240 | 0.03 | L.C.Y. | 0 | 1.63 | 1.78 | 3.41 | 0 | 0 | 0 | 0 | 0 | 2.44 | 1.96 | 4.4 | 0 | 0 | 0 | 0 | STD | Year 2020 | National Average
0 | 312323200032 |  |  | Cycle hauling(wait, load, travel, unload or dump & return) time per cycle, excavated or borrow, loose cubic yards, 10 min wait/load/unload, 8 C.Y. truck, cycle 4 miles, 20 MPH, excludes loading equipment | B34A | 176 | 0.04 | L.C.Y. | 0 | 2.22 | 2.43 | 4.65 | 0 | 0 | 0 | 0 | 0 | 3.33 | 2.68 | 6.01 | 0 | 0 | 0 | 0 | STD | Year 2020 | National Average
0 | 312323200034 |  |  | Cycle hauling(wait, load, travel, unload or dump & return) time per cycle, excavated or borrow, loose cubic yards, 10 min wait/load/unload, 8 C.Y. truck, cycle 6 miles, 20 MPH, excludes loading equipment | B34A | 136 | 0.06 | L.C.Y. | 0 | 2.88 | 3.15 | 6.03 | 0 | 0 | 0 | 0 | 0 | 4.31 | 3.46 | 7.77 | 0 | 0 | 0 | 0 | STD | Year 2020 | National Average
0 | 312323200036 |  |  | Cycle hauling(wait, load, travel, unload or dump & return) time per cycle, excavated or borrow, loose cubic yards, 10 min wait/load/unload, 8 C.Y. truck, cycle 8 miles, 20 MPH, excludes loading equipment | B34A | 112 | 0.07 | L.C.Y. | 0 | 3.5 | 3.82 | 7.32 | 0 | 0 | 0 | 0 | 0 | 5.25 | 4.2 | 9.45 | 0 | 0 | 0 | 0 | STD | Year 2020 | National Average
0 | 312323200044 |  |  | Cycle hauling(wait, load, travel, unload or dump & return) time per cycle, excavated or borrow, loose cubic yards, 10 min wait/load/unload, 8 C.Y. truck, cycle 4 miles, 25 MPH, excludes loading equipment | B34A | 192 | 0.04 | L.C.Y. | 0 | 2.04 | 2.23 | 4.27 | 0 | 0 | 0 | 0 | 0 | 3.06 | 2.45 | 5.51 | 0 | 0 | 0 | 0 | STD | Year 2020 | National Average
0 | 312323200046 |  |  | Cycle hauling(wait, load, travel, unload or dump & return) time per cycle, excavated or borrow, loose cubic yards, 10 min wait/load/unload, 8 C.Y. truck, cycle 6 miles, 25 MPH, excludes loading equipment | B34A | 160 | 0.05 | L.C.Y. | 0 | 2.45 | 2.68 | 5.13 | 0 | 0 | 0 | 0 | 0 | 3.67 | 2.94 | 6.61 | 0 | 0 | 0 | 0 | STD | Year 2020 | National Average
0 | 312323200048 |  |  | Cycle hauling(wait, load, travel, unload or dump & return) time per cycle, excavated or borrow, loose cubic yards, 10 min wait/load/unload, 8 C.Y. truck, cycle 8 miles, 25 MPH, excludes loading equipment | B34A | 128 | 0.06 | L.C.Y. | 0 | 3.06 | 3.34 | 6.4 | 0 | 0 | 0 | 0 | 0 | 4.58 | 3.68 | 8.26 | 0 | 0 | 0 | 0 | STD | Year 2020 | National Average
0 | 312323200050 |  |  | Cycle hauling(wait, load, travel, unload or dump & return) time per cycle, excavated or borrow, loose cubic yards, 10 min wait/load/unload, 8 C.Y. truck, cycle 4 miles, 30 MPH, excludes loading equipment | B34A | 216 | 0.04 | L.C.Y. | 0 | 1.81 | 1.98 | 3.79 | 0 | 0 | 0 | 0 | 0 | 2.72 | 2.18 | 4.9 | 0 | 0 | 0 | 0 | STD | Year 2020 | National Average
0 | 312323200052 |  |  | Cycle hauling(wait, load, travel, unload or dump & return) time per cycle, excavated or borrow, loose cubic yards, 10 min wait/load/unload, 8 C.Y. truck, cycle 6 miles, 30 MPH, excludes loading equipment | B34A | 176 | 0.04 | L.C.Y. | 0 | 2.22 | 2.43 | 4.65 | 0 | 0 | 0 | 0 | 0 | 3.33 | 2.68 | 6.01 | 0 | 0 | 0 | 0 | STD | Year 2020 | National Average
0 | 312323200054 |  |  | Cycle hauling(wait, load, travel, unload or dump & return) time per cycle, excavated or borrow, loose cubic yards, 10 min wait/load/unload, 8 C.Y. truck, cycle 8 miles, 30 MPH, excludes loading equipment | B34A | 144 | 0.06 | L.C.Y. | 0 | 2.72 | 2.97 | 5.69 | 0 | 0 | 0 | 0 | 0 | 4.08 | 3.27 | 7.35 | 0 | 0 | 0 | 0 | STD | Year 2020 | National Average
0 | 312323200114 |  |  | Cycle hauling(wait, load, travel, unload or dump & return) time per cycle, excavated or borrow, loose cubic yards, 15 min wait/load/unload, 8 C.Y. truck, cycle 0.5 mile, 15 MPH, excludes loading equipment | B34A | 224 | 0.04 | L.C.Y. | 0 | 1.75 | 1.91 | 3.66 | 0 | 0 | 0 | 0 | 0 | 2.62 | 2.1 | 4.72 | 0 | 0 | 0 | 0 | STD | Year 2020 | National Average
0 | 312323200116 |  |  | Cycle hauling(wait, load, travel, unload or dump & return) time per cycle, excavated or borrow, loose cubic yards, 15 min wait/load/unload, 8 C.Y. truck, cycle 1 mile, 15 MPH, excludes loading equipment | B34A | 200 | 0.04 | L.C.Y. | 0 | 1.96 | 2.14 | 4.1 | 0 | 0 | 0 | 0 | 0 | 2.93 | 2.35 | 5.28 | 0 | 0 | 0 | 0 | STD | Year 2020 | National Average
0 | 312323200120 |  |  | Cycle hauling(wait, load, travel, unload or dump & return) time per cycle, excavated or borrow, loose cubic yards, 15 min wait/load/unload, 8 C.Y. truck, cycle 4 miles, 15 MPH, excludes loading equipment | B34A | 120 | 0.07 | L.C.Y. | 0 | 3.26 | 3.57 | 6.83 | 0 | 0 | 0 | 0 | 0 | 4.89 | 3.92 | 8.81 | 0 | 0 | 0 | 0 | STD | Year 2020 | National Average
0 | 312323200118 |  |  | Cycle hauling(wait, load, travel, unload or dump & return) time per cycle, excavated or borrow, loose cubic yards, 15 min wait/load/unload, 8 C.Y. truck, cycle 2 miles, 15 MPH, excludes loading equipment | B34A | 168 | 0.05 | L.C.Y. | 0 | 2.33 | 2.55 | 4.88 | 0 | 0 | 0 | 0 | 0 | 3.49 | 2.8 | 6.29 | 0 | 0 | 0 | 0 | STD | Year 2020 | National Average
0 | 312323200122 |  |  | Cycle hauling(wait, load, travel, unload or dump & return) time per cycle, excavated or borrow, loose cubic yards, 15 min wait/load/unload, 8 C.Y. truck, cycle 6 miles, 15 MPH, excludes loading equipment | B34A | 96 | 0.08 | L.C.Y. | 0 | 4.08 | 4.46 | 8.54 | 0 | 0 | 0 | 0 | 0 | 6.1 | 4.9 | 11 | 0 | 0 | 0 | 0 | STD | Year 2020 | National Average
0 | 312323200124 |  |  | Cycle hauling(wait, load, travel, unload or dump & return) time per cycle, excavated or borrow, loose cubic yards, 15 min wait/load/unload, 8 C.Y. truck, cycle 8 miles, 15 MPH, excludes loading equipment | B34A | 80 | 0.1 | L.C.Y. | 0 | 4.9 | 5.35 | 10.25 | 0 | 0 | 0 | 0 | 0 | 7.35 | 5.9 | 13.25 | 0 | 0 | 0 | 0 | STD | Year 2020 | National Average
0 | 312323200126 |  |  | Cycle hauling(wait, load, travel, unload or dump & return) time per cycle, excavated or borrow, loose cubic yards, 15 min wait/load/unload, 8 C.Y. truck, cycle 0.5 mile, 20 MPH, excludes loading equipment | B34A | 232 | 0.03 | L.C.Y. | 0 | 1.69 | 1.85 | 3.54 | 0 | 0 | 0 | 0 | 0 | 2.53 | 2.03 | 4.56 | 0 | 0 | 0 | 0 | STD | Year 2020 | National Average
0 | 312323200128 |  |  | Cycle hauling(wait, load, travel, unload or dump & return) time per cycle, excavated or borrow, loose cubic yards, 15 min wait/load/unload, 8 C.Y. truck, cycle 1 mile, 20 MPH, excludes loading equipment | B34A | 208 | 0.04 | L.C.Y. | 0 | 1.88 | 2.06 | 3.94 | 0 | 0 | 0 | 0 | 0 | 2.82 | 2.26 | 5.08 | 0 | 0 | 0 | 0 | STD | Year 2020 | National Average
0 | 312323200130 |  |  | Cycle hauling(wait, load, travel, unload or dump & return) time per cycle, excavated or borrow, loose cubic yards, 15 min wait/load/unload, 8 C.Y. truck, cycle 2 miles, 20 MPH, excludes loading equipment | B34A | 184 | 0.04 | L.C.Y. | 0 | 2.13 | 2.33 | 4.46 | 0 | 0 | 0 | 0 | 0 | 3.19 | 2.56 | 5.75 | 0 | 0 | 0 | 0 | STD | Year 2020 | National Average
0 | 312323200132 |  |  | Cycle hauling(wait, load, travel, unload or dump & return) time per cycle, excavated or borrow, loose cubic yards, 15 min wait/load/unload, 8 C.Y. truck, cycle 4 miles, 20 MPH, excludes loading equipment | B34A | 144 | 0.06 | L.C.Y. | 0 | 2.72 | 2.97 | 5.69 | 0 | 0 | 0 | 0 | 0 | 4.08 | 3.27 | 7.35 | 0 | 0 | 0 | 0 | STD | Year 2020 | National Average
0 | 312323200134 |  |  | Cycle hauling(wait, load, travel, unload or dump & return) time per cycle, excavated or borrow, loose cubic yards, 15 min wait/load/unload, 8 C.Y. truck, cycle 6 miles, 20 MPH, excludes loading equipment | B34A | 112 | 0.07 | L.C.Y. | 0 | 3.5 | 3.82 | 7.32 | 0 | 0 | 0 | 0 | 0 | 5.25 | 4.2 | 9.45 | 0 | 0 | 0 | 0 | STD | Year 2020 | National Average
0 | 312323200136 |  |  | Cycle hauling(wait, load, travel, unload or dump & return) time per cycle, excavated or borrow, loose cubic yards, 15 min wait/load/unload, 8 C.Y. truck, cycle 8 miles, 20 MPH, excludes loading equipment | B34A | 96 | 0.08 | L.C.Y. | 0 | 4.08 | 4.46 | 8.54 | 0 | 0 | 0 | 0 | 0 | 6.1 | 4.9 | 11 | 0 | 0 | 0 | 0 | STD | Year 2020 | National Average
0 | 312323200144 |  |  | Cycle hauling(wait, load, travel, unload or dump & return) time per cycle, excavated or borrow, loose cubic yards, 15 min wait/load/unload, 8 C.Y. truck, cycle 4 miles, 25 MPH, excludes loading equipment | B34A | 152 | 0.05 | L.C.Y. | 0 | 2.58 | 2.82 | 5.4 | 0 | 0 | 0 | 0 | 0 | 3.86 | 3.1 | 6.96 | 0 | 0 | 0 | 0 | STD | Year 2020 | National Average
0 | 312323200146 |  |  | Cycle hauling(wait, load, travel, unload or dump & return) time per cycle, excavated or borrow, loose cubic yards, 15 min wait/load/unload, 8 C.Y. truck, cycle 6 miles, 25 MPH, excludes loading equipment | B34A | 128 | 0.06 | L.C.Y. | 0 | 3.06 | 3.34 | 6.4 | 0 | 0 | 0 | 0 | 0 | 4.58 | 3.68 | 8.26 | 0 | 0 | 0 | 0 | STD | Year 2020 | National Average
0 | 312323200148 |  |  | Cycle hauling(wait, load, travel, unload or dump & return) time per cycle, excavated or borrow, loose cubic yards, 15 min wait/load/unload, 8 C.Y. truck, cycle 8 miles, 25 MPH, excludes loading equipment | B34A | 112 | 0.07 | L.C.Y. | 0 | 3.5 | 3.82 | 7.32 | 0 | 0 | 0 | 0 | 0 | 5.25 | 4.2 | 9.45 | 0 | 0 | 0 | 0 | STD | Year 2020 | National Average
0 | 312323200150 |  |  | Cycle hauling(wait, load, travel, unload or dump & return) time per cycle, excavated or borrow, loose cubic yards, 15 min wait/load/unload, 8 C.Y. truck, cycle 4 miles, 30 MPH, excludes loading equipment | B34A | 168 | 0.05 | L.C.Y. | 0 | 2.33 | 2.55 | 4.88 | 0 | 0 | 0 | 0 | 0 | 3.49 | 2.8 | 6.29 | 0 | 0 | 0 | 0 | STD | Year 2020 | National Average
0 | 312323200152 |  |  | Cycle hauling(wait, load, travel, unload or dump & return) time per cycle, excavated or borrow, loose cubic yards, 15 min wait/load/unload, 8 C.Y. truck, cycle 6 miles, 30 MPH, excludes loading equipment | B34A | 144 | 0.06 | L.C.Y. | 0 | 2.72 | 2.97 | 5.69 | 0 | 0 | 0 | 0 | 0 | 4.08 | 3.27 | 7.35 | 0 | 0 | 0 | 0 | STD | Year 2020 | National Average
0 | 312323200154 |  |  | Cycle hauling(wait, load, travel, unload or dump & return) time per cycle, excavated or borrow, loose cubic yards, 15 min wait/load/unload, 8 C.Y. truck, cycle 8 miles, 30 MPH, excludes loading equipment | B34A | 120 | 0.07 | L.C.Y. | 0 | 3.26 | 3.57 | 6.83 | 0 | 0 | 0 | 0 | 0 | 4.89 | 3.92 | 8.81 | 0 | 0 | 0 | 0 | STD | Year 2020 | National Average
0 | 312323200214 |  |  | Cycle hauling(wait, load, travel, unload or dump & return) time per cycle, excavated or borrow, loose cubic yards, 20 min wait/load/unload, 8 C.Y. truck, cycle 0.5 mile, 15 MPH, excludes loading equipment | B34A | 176 | 0.04 | L.C.Y. | 0 | 2.22 | 2.43 | 4.65 | 0 | 0 | 0 | 0 | 0 | 3.33 | 2.68 | 6.01 | 0 | 0 | 0 | 0 | STD | Year 2020 | National Average
0 | 312323200216 |  |  | Cycle hauling(wait, load, travel, unload or dump & return) time per cycle, excavated or borrow, loose cubic yards, 20 min wait/load/unload, 8 C.Y. truck, cycle 1 mile, 15 MPH, excludes loading equipment | B34A | 160 | 0.05 | L.C.Y. | 0 | 2.45 | 2.68 | 5.13 | 0 | 0 | 0 | 0 | 0 | 3.67 | 2.94 | 6.61 | 0 | 0 | 0 | 0 | STD | Year 2020 | National Average
0 | 312323200218 |  |  | Cycle hauling(wait, load, travel, unload or dump & return) time per cycle, excavated or borrow, loose cubic yards, 20 min wait/load/unload, 8 C.Y. truck, cycle 2 miles, 15 MPH, excludes loading equipment | B34A | 136 | 0.06 | L.C.Y. | 0 | 2.88 | 3.15 | 6.03 | 0 | 0 | 0 | 0 | 0 | 4.31 | 3.46 | 7.77 | 0 | 0 | 0 | 0 | STD | Year 2020 | National Average
0 | 312323200220 |  |  | Cycle hauling(wait, load, travel, unload or dump & return) time per cycle, excavated or borrow, loose cubic yards, 20 min wait/load/unload, 8 C.Y. truck, cycle 4 miles, 15 MPH, excludes loading equipment | B34A | 104 | 0.08 | L.C.Y. | 0 | 3.77 | 4.12 | 7.89 | 0 | 0 | 0 | 0 | 0 | 5.65 | 4.53 | 10.18 | 0 | 0 | 0 | 0 | STD | Year 2020 | National Average
0 | 312323200222 |  |  | Cycle hauling(wait, load, travel, unload or dump & return) time per cycle, excavated or borrow, loose cubic yards, 20 min wait/load/unload, 8 C.Y. truck, cycle 6 miles, 15 MPH, excludes loading equipment | B34A | 88 | 0.09 | L.C.Y. | 0 | 4.45 | 4.86 | 9.31 | 0 | 0 | 0 | 0 | 0 | 6.65 | 5.35 | 12 | 0 | 0 | 0 | 0 | STD | Year 2020 | National Average
0 | 312323200224 |  |  | Cycle hauling(wait, load, travel, unload or dump & return) time per cycle, excavated or borrow, loose cubic yards, 20 min wait/load/unload, 8 C.Y. truck, cycle 8 miles, 15 MPH, excludes loading equipment | B34A | 72 | 0.11 | L.C.Y. | 0 | 5.45 | 5.95 | 11.4 | 0 | 0 | 0 | 0 | 0 | 8.15 | 6.55 | 14.7 | 0 | 0 | 0 | 0 | STD | Year 2020 | National Average
0 | 312323200226 |  |  | Cycle hauling(wait, load, travel, unload or dump & return) time per cycle, excavated or borrow, loose cubic yards, 20 min wait/load/unload, 8 C.Y. truck, cycle 0.5 mile, 20 MPH, excludes loading equipment | B34A | 176 | 0.04 | L.C.Y. | 0 | 2.22 | 2.43 | 4.65 | 0 | 0 | 0 | 0 | 0 | 3.33 | 2.68 | 6.01 | 0 | 0 | 0 | 0 | STD | Year 2020 | National Average
0 | 312323200228 |  |  | Cycle hauling(wait, load, travel, unload or dump & return) time per cycle, excavated or borrow, loose cubic yards, 20 min wait/load/unload, 8 C.Y. truck, cycle 1 mile, 20 MPH, excludes loading equipment | B34A | 168 | 0.05 | L.C.Y. | 0 | 2.33 | 2.55 | 4.88 | 0 | 0 | 0 | 0 | 0 | 3.49 | 2.8 | 6.29 | 0 | 0 | 0 | 0 | STD | Year 2020 | National Average
0 | 312323200230 |  |  | Cycle hauling(wait, load, travel, unload or dump & return) time per cycle, excavated or borrow, loose cubic yards, 20 min wait/load/unload, 8 C.Y. truck, cycle 2 miles, 20 MPH, excludes loading equipment | B34A | 144 | 0.06 | L.C.Y. | 0 | 2.72 | 2.97 | 5.69 | 0 | 0 | 0 | 0 | 0 | 4.08 | 3.27 | 7.35 | 0 | 0 | 0 | 0 | STD | Year 2020 | National Average
0 | 312323200232 |  |  | Cycle hauling(wait, load, travel, unload or dump & return) time per cycle, excavated or borrow, loose cubic yards, 20 min wait/load/unload, 8 C.Y. truck, cycle 4 miles, 20 MPH, excludes loading equipment | B34A | 120 | 0.07 | L.C.Y. | 0 | 3.26 | 3.57 | 6.83 | 0 | 0 | 0 | 0 | 0 | 4.89 | 3.92 | 8.81 | 0 | 0 | 0 | 0 | STD | Year 2020 | National Average
0 | 312323200234 |  |  | Cycle hauling(wait, load, travel, unload or dump & return) time per cycle, excavated or borrow, loose cubic yards, 20 min wait/load/unload, 8 C.Y. truck, cycle 6 miles, 20 MPH, excludes loading equipment | B34A | 96 | 0.08 | L.C.Y. | 0 | 4.08 | 4.46 | 8.54 | 0 | 0 | 0 | 0 | 0 | 6.1 | 4.9 | 11 | 0 | 0 | 0 | 0 | STD | Year 2020 | National Average
0 | 312323200236 |  |  | Cycle hauling(wait, load, travel, unload or dump & return) time per cycle, excavated or borrow, loose cubic yards, 20 min wait/load/unload, 8 C.Y. truck, cycle 8 miles, 20 MPH, excludes loading equipment | B34A | 88 | 0.09 | L.C.Y. | 0 | 4.45 | 4.86 | 9.31 | 0 | 0 | 0 | 0 | 0 | 6.65 | 5.35 | 12 | 0 | 0 | 0 | 0 | STD | Year 2020 | National Average
0 | 312323200244 |  |  | Cycle hauling(wait, load, travel, unload or dump & return) time per cycle, excavated or borrow, loose cubic yards, 20 min wait/load/unload, 8 C.Y. truck, cycle 4 miles, 25 MPH, excludes loading equipment | B34A | 128 | 0.06 | L.C.Y. | 0 | 3.06 | 3.34 | 6.4 | 0 | 0 | 0 | 0 | 0 | 4.58 | 3.68 | 8.26 | 0 | 0 | 0 | 0 | STD | Year 2020 | National Average
0 | 312323200246 |  |  | Cycle hauling(wait, load, travel, unload or dump & return) time per cycle, excavated or borrow, loose cubic yards, 20 min wait/load/unload, 8 C.Y. truck, cycle 6 miles, 25 MPH, excludes loading equipment | B34A | 112 | 0.07 | L.C.Y. | 0 | 3.5 | 3.82 | 7.32 | 0 | 0 | 0 | 0 | 0 | 5.25 | 4.2 | 9.45 | 0 | 0 | 0 | 0 | STD | Year 2020 | National Average
0 | 312323200248 |  |  | Cycle hauling(wait, load, travel, unload or dump & return) time per cycle, excavated or borrow, loose cubic yards, 20 min wait/load/unload, 8 C.Y. truck, cycle 8 miles, 25 MPH, excludes loading equipment | B34A | 96 | 0.08 | L.C.Y. | 0 | 4.08 | 4.46 | 8.54 | 0 | 0 | 0 | 0 | 0 | 6.1 | 4.9 | 11 | 0 | 0 | 0 | 0 | STD | Year 2020 | National Average
0 | 312323200250 |  |  | Cycle hauling(wait, load, travel, unload or dump & return) time per cycle, excavated or borrow, loose cubic yards, 20 min wait/load/unload, 8 C.Y. truck, cycle 4 miles, 30 MPH, excludes loading equipment | B34A | 136 | 0.06 | L.C.Y. | 0 | 2.88 | 3.15 | 6.03 | 0 | 0 | 0 | 0 | 0 | 4.31 | 3.46 | 7.77 | 0 | 0 | 0 | 0 | STD | Year 2020 | National Average
0 | 312323200252 |  |  | Cycle hauling(wait, load, travel, unload or dump & return) time per cycle, excavated or borrow, loose cubic yards, 20 min wait/load/unload, 8 C.Y. truck, cycle 6 miles, 30 MPH, excludes loading equipment | B34A | 120 | 0.07 | L.C.Y. | 0 | 3.26 | 3.57 | 6.83 | 0 | 0 | 0 | 0 | 0 | 4.89 | 3.92 | 8.81 | 0 | 0 | 0 | 0 | STD | Year 2020 | National Average
0 | 312323200254 |  |  | Cycle hauling(wait, load, travel, unload or dump & return) time per cycle, excavated or borrow, loose cubic yards, 20 min wait/load/unload, 8 C.Y. truck, cycle 8 miles, 30 MPH, excludes loading equipment | B34A | 104 | 0.08 | L.C.Y. | 0 | 3.77 | 4.12 | 7.89 | 0 | 0 | 0 | 0 | 0 | 5.65 | 4.53 | 10.18 | 0 | 0 | 0 | 0 | STD | Year 2020 | National Average
0 | 312323200314 |  |  | Cycle hauling(wait, load, travel, unload or dump & return) time per cycle, excavated or borrow, loose cubic yards, 25 min wait/load/unload, 8 C.Y. truck, cycle 0.5 mile, 15 MPH, excludes loading equipment | B34A | 144 | 0.06 | L.C.Y. | 0 | 2.72 | 2.97 | 5.69 | 0 | 0 | 0 | 0 | 0 | 4.08 | 3.27 | 7.35 | 0 | 0 | 0 | 0 | STD | Year 2020 | National Average
0 | 312323200316 |  |  | Cycle hauling(wait, load, travel, unload or dump & return) time per cycle, excavated or borrow, loose cubic yards, 25 min wait/load/unload, 8 C.Y. truck, cycle 1 mile, 15 MPH, excludes loading equipment | B34A | 128 | 0.06 | L.C.Y. | 0 | 3.06 | 3.34 | 6.4 | 0 | 0 | 0 | 0 | 0 | 4.58 | 3.68 | 8.26 | 0 | 0 | 0 | 0 | STD | Year 2020 | National Average
0 | 312323200320 |  |  | Cycle hauling(wait, load, travel, unload or dump & return) time per cycle, excavated or borrow, loose cubic yards, 25 min wait/load/unload, 8 C.Y. truck, cycle 4 miles, 15 MPH, excludes loading equipment | B34A | 96 | 0.08 | L.C.Y. | 0 | 4.08 | 4.46 | 8.54 | 0 | 0 | 0 | 0 | 0 | 6.1 | 4.9 | 11 | 0 | 0 | 0 | 0 | STD | Year 2020 | National Average
0 | 312323200318 |  |  | Cycle hauling(wait, load, travel, unload or dump & return) time per cycle, excavated or borrow, loose cubic yards, 25 min wait/load/unload, 8 C.Y. truck, cycle 2 miles, 15 MPH, excludes loading equipment | B34A | 112 | 0.07 | L.C.Y. | 0 | 3.5 | 3.82 | 7.32 | 0 | 0 | 0 | 0 | 0 | 5.25 | 4.2 | 9.45 | 0 | 0 | 0 | 0 | STD | Year 2020 | National Average
0 | 312323200322 |  |  | Cycle hauling(wait, load, travel, unload or dump & return) time per cycle, excavated or borrow, loose cubic yards, 25 min wait/load/unload, 8 C.Y. truck, cycle 6 miles, 15 MPH, excludes loading equipment | B34A | 80 | 0.1 | L.C.Y. | 0 | 4.9 | 5.35 | 10.25 | 0 | 0 | 0 | 0 | 0 | 7.35 | 5.9 | 13.25 | 0 | 0 | 0 | 0 | STD | Year 2020 | National Average
0 | 312323200324 |  |  | Cycle hauling(wait, load, travel, unload or dump & return) time per cycle, excavated or borrow, loose cubic yards, 25 min wait/load/unload, 8 C.Y. truck, cycle 8 miles, 15 MPH, excludes loading equipment | B34A | 64 | 0.13 | L.C.Y. | 0 | 6.1 | 6.7 | 12.8 | 0 | 0 | 0 | 0 | 0 | 9.15 | 7.35 | 16.5 | 0 | 0 | 0 | 0 | STD | Year 2020 | National Average
0 | 312323200326 |  |  | Cycle hauling(wait, load, travel, unload or dump & return) time per cycle, excavated or borrow, loose cubic yards, 25 min wait/load/unload, 8 C.Y. truck, cycle 0.5 mile, 20 MPH, excludes loading equipment | B34A | 144 | 0.06 | L.C.Y. | 0 | 2.72 | 2.97 | 5.69 | 0 | 0 | 0 | 0 | 0 | 4.08 | 3.27 | 7.35 | 0 | 0 | 0 | 0 | STD | Year 2020 | National Average
0 | 312323200328 |  |  | Cycle hauling(wait, load, travel, unload or dump & return) time per cycle, excavated or borrow, loose cubic yards, 25 min wait/load/unload, 8 C.Y. truck, cycle 1 mile, 20 MPH, excludes loading equipment | B34A | 136 | 0.06 | L.C.Y. | 0 | 2.88 | 3.15 | 6.03 | 0 | 0 | 0 | 0 | 0 | 4.31 | 3.46 | 7.77 | 0 | 0 | 0 | 0 | STD | Year 2020 | National Average
0 | 312323200330 |  |  | Cycle hauling(wait, load, travel, unload or dump & return) time per cycle, excavated or borrow, loose cubic yards, 25 min wait/load/unload, 8 C.Y. truck, cycle 2 miles, 20 MPH, excludes loading equipment | B34A | 120 | 0.07 | L.C.Y. | 0 | 3.26 | 3.57 | 6.83 | 0 | 0 | 0 | 0 | 0 | 4.89 | 3.92 | 8.81 | 0 | 0 | 0 | 0 | STD | Year 2020 | National Average
0 | 312323200332 |  |  | Cycle hauling(wait, load, travel, unload or dump & return) time per cycle, excavated or borrow, loose cubic yards, 25 min wait/load/unload, 8 C.Y. truck, cycle 4 miles, 20 MPH, excludes loading equipment | B34A | 104 | 0.08 | L.C.Y. | 0 | 3.77 | 4.12 | 7.89 | 0 | 0 | 0 | 0 | 0 | 5.65 | 4.53 | 10.18 | 0 | 0 | 0 | 0 | STD | Year 2020 | National Average
0 | 312323200334 |  |  | Cycle hauling(wait, load, travel, unload or dump & return) time per cycle, excavated or borrow, loose cubic yards, 25 min wait/load/unload, 8 C.Y. truck, cycle 6 miles, 20 MPH, excludes loading equipment | B34A | 88 | 0.09 | L.C.Y. | 0 | 4.45 | 4.86 | 9.31 | 0 | 0 | 0 | 0 | 0 | 6.65 | 5.35 | 12 | 0 | 0 | 0 | 0 | STD | Year 2020 | National Average
0 | 312323200336 |  |  | Cycle hauling(wait, load, travel, unload or dump & return) time per cycle, excavated or borrow, loose cubic yards, 25 min wait/load/unload, 8 C.Y. truck, cycle 8 miles, 20 MPH, excludes loading equipment | B34A | 80 | 0.1 | L.C.Y. | 0 | 4.9 | 5.35 | 10.25 | 0 | 0 | 0 | 0 | 0 | 7.35 | 5.9 | 13.25 | 0 | 0 | 0 | 0 | STD | Year 2020 | National Average
0 | 312323200344 |  |  | Cycle hauling(wait, load, travel, unload or dump & return) time per cycle, excavated or borrow, loose cubic yards, 25 min wait/load/unload, 8 C.Y. truck, cycle 4 miles, 25 MPH, excludes loading equipment | B34A | 112 | 0.07 | L.C.Y. | 0 | 3.5 | 3.82 | 7.32 | 0 | 0 | 0 | 0 | 0 | 5.25 | 4.2 | 9.45 | 0 | 0 | 0 | 0 | STD | Year 2020 | National Average
0 | 312323200346 |  |  | Cycle hauling(wait, load, travel, unload or dump & return) time per cycle, excavated or borrow, loose cubic yards, 25 min wait/load/unload, 8 C.Y. truck, cycle 6 miles, 25 MPH, excludes loading equipment | B34A | 96 | 0.08 | L.C.Y. | 0 | 4.08 | 4.46 | 8.54 | 0 | 0 | 0 | 0 | 0 | 6.1 | 4.9 | 11 | 0 | 0 | 0 | 0 | STD | Year 2020 | National Average
0 | 312323200348 |  |  | Cycle hauling(wait, load, travel, unload or dump & return) time per cycle, excavated or borrow, loose cubic yards, 25 min wait/load/unload, 8 C.Y. truck, cycle 8 miles, 25 MPH, excludes loading equipment | B34A | 88 | 0.09 | L.C.Y. | 0 | 4.45 | 4.86 | 9.31 | 0 | 0 | 0 | 0 | 0 | 6.65 | 5.35 | 12 | 0 | 0 | 0 | 0 | STD | Year 2020 | National Average
0 | 312323200350 |  |  | Cycle hauling(wait, load, travel, unload or dump & return) time per cycle, excavated or borrow, loose cubic yards, 25 min wait/load/unload, 8 C.Y. truck, cycle 4 miles, 30 MPH, excludes loading equipment | B34A | 112 | 0.07 | L.C.Y. | 0 | 3.5 | 3.82 | 7.32 | 0 | 0 | 0 | 0 | 0 | 5.25 | 4.2 | 9.45 | 0 | 0 | 0 | 0 | STD | Year 2020 | National Average
0 | 312323200352 |  |  | Cycle hauling(wait, load, travel, unload or dump & return) time per cycle, excavated or borrow, loose cubic yards, 25 min wait/load/unload, 8 C.Y. truck, cycle 6 miles, 30 MPH, excludes loading equipment | B34A | 104 | 0.08 | L.C.Y. | 0 | 3.77 | 4.12 | 7.89 | 0 | 0 | 0 | 0 | 0 | 5.65 | 4.53 | 10.18 | 0 | 0 | 0 | 0 | STD | Year 2020 | National Average
0 | 312323200354 |  |  | Cycle hauling(wait, load, travel, unload or dump & return) time per cycle, excavated or borrow, loose cubic yards, 25 min wait/load/unload, 8 C.Y. truck, cycle 8 miles, 30 MPH, excludes loading equipment | B34A | 96 | 0.08 | L.C.Y. | 0 | 4.08 | 4.46 | 8.54 | 0 | 0 | 0 | 0 | 0 | 6.1 | 4.9 | 11 | 0 | 0 | 0 | 0 | STD | Year 2020 | National Average
0 | 312323200414 |  |  | Cycle hauling(wait, load, travel, unload or dump & return) time per cycle, excavated or borrow, loose cubic yards, 30 min wait/load/unload, 8 C.Y. truck, cycle 0.5 mile, 15 MPH, excludes loading equipment | B34A | 120 | 0.07 | L.C.Y. | 0 | 3.26 | 3.57 | 6.83 | 0 | 0 | 0 | 0 | 0 | 4.89 | 3.92 | 8.81 | 0 | 0 | 0 | 0 | STD | Year 2020 | National Average
0 | 312323200416 |  |  | Cycle hauling(wait, load, travel, unload or dump & return) time per cycle, excavated or borrow, loose cubic yards, 30 min wait/load/unload, 8 C.Y. truck, cycle 1 mile, 15 MPH, excludes loading equipment | B34A | 112 | 0.07 | L.C.Y. | 0 | 3.5 | 3.82 | 7.32 | 0 | 0 | 0 | 0 | 0 | 5.25 | 4.2 | 9.45 | 0 | 0 | 0 | 0 | STD | Year 2020 | National Average
0 | 312323200418 |  |  | Cycle hauling(wait, load, travel, unload or dump & return) time per cycle, excavated or borrow, loose cubic yards, 30 min wait/load/unload, 8 C.Y. truck, cycle 2 miles, 15 MPH, excludes loading equipment | B34A | 96 | 0.08 | L.C.Y. | 0 | 4.08 | 4.46 | 8.54 | 0 | 0 | 0 | 0 | 0 | 6.1 | 4.9 | 11 | 0 | 0 | 0 | 0 | STD | Year 2020 | National Average
0 | 312323200420 |  |  | Cycle hauling(wait, load, travel, unload or dump & return) time per cycle, excavated or borrow, loose cubic yards, 30 min wait/load/unload, 8 C.Y. truck, cycle 4 miles, 15 MPH, excludes loading equipment | B34A | 80 | 0.1 | L.C.Y. | 0 | 4.9 | 5.35 | 10.25 | 0 | 0 | 0 | 0 | 0 | 7.35 | 5.9 | 13.25 | 0 | 0 | 0 | 0 | STD | Year 2020 | National Average
0 | 312323200422 |  |  | Cycle hauling(wait, load, travel, unload or dump & return) time per cycle, excavated or borrow, loose cubic yards, 30 min wait/load/unload, 8 C.Y. truck, cycle 6 miles, 15 MPH, excludes loading equipment | B34A | 72 | 0.11 | L.C.Y. | 0 | 5.45 | 5.95 | 11.4 | 0 | 0 | 0 | 0 | 0 | 8.15 | 6.55 | 14.7 | 0 | 0 | 0 | 0 | STD | Year 2020 | National Average
0 | 312323200424 |  |  | Cycle hauling(wait, load, travel, unload or dump & return) time per cycle, excavated or borrow, loose cubic yards, 30 min wait/load/unload, 8 C.Y. truck, cycle 8 miles, 15 MPH, excludes loading equipment | B34A | 64 | 0.13 | L.C.Y. | 0 | 6.1 | 6.7 | 12.8 | 0 | 0 | 0 | 0 | 0 | 9.15 | 7.35 | 16.5 | 0 | 0 | 0 | 0 | STD | Year 2020 | National Average
0 | 312323200426 |  |  | Cycle hauling(wait, load, travel, unload or dump & return) time per cycle, excavated or borrow, loose cubic yards, 30 min wait/load/unload, 8 C.Y. truck, cycle 0.5 mile, 20 MPH, excludes loading equipment | B34A | 120 | 0.07 | L.C.Y. | 0 | 3.26 | 3.57 | 6.83 | 0 | 0 | 0 | 0 | 0 | 4.89 | 3.92 | 8.81 | 0 | 0 | 0 | 0 | STD | Year 2020 | National Average
0 | 312323200428 |  |  | Cycle hauling(wait, load, travel, unload or dump & return) time per cycle, excavated or borrow, loose cubic yards, 30 min wait/load/unload, 8 C.Y. truck, cycle 1 mile, 20 MPH, excludes loading equipment | B34A | 112 | 0.07 | L.C.Y. | 0 | 3.5 | 3.82 | 7.32 | 0 | 0 | 0 | 0 | 0 | 5.25 | 4.2 | 9.45 | 0 | 0 | 0 | 0 | STD | Year 2020 | National Average
0 | 312323200430 |  |  | Cycle hauling(wait, load, travel, unload or dump & return) time per cycle, excavated or borrow, loose cubic yards, 30 min wait/load/unload, 8 C.Y. truck, cycle 2 miles, 20 MPH, excludes loading equipment | B34A | 104 | 0.08 | L.C.Y. | 0 | 3.77 | 4.12 | 7.89 | 0 | 0 | 0 | 0 | 0 | 5.65 | 4.53 | 10.18 | 0 | 0 | 0 | 0 | STD | Year 2020 | National Average
0 | 312323200432 |  |  | Cycle hauling(wait, load, travel, unload or dump & return) time per cycle, excavated or borrow, loose cubic yards, 30 min wait/load/unload, 8 C.Y. truck, cycle 4 miles, 20 MPH, excludes loading equipment | B34A | 88 | 0.09 | L.C.Y. | 0 | 4.45 | 4.86 | 9.31 | 0 | 0 | 0 | 0 | 0 | 6.65 | 5.35 | 12 | 0 | 0 | 0 | 0 | STD | Year 2020 | National Average
0 | 312323200434 |  |  | Cycle hauling(wait, load, travel, unload or dump & return) time per cycle, excavated or borrow, loose cubic yards, 30 min wait/load/unload, 8 C.Y. truck, cycle 6 miles, 20 MPH, excludes loading equipment | B34A | 80 | 0.1 | L.C.Y. | 0 | 4.9 | 5.35 | 10.25 | 0 | 0 | 0 | 0 | 0 | 7.35 | 5.9 | 13.25 | 0 | 0 | 0 | 0 | STD | Year 2020 | National Average
0 | 312323200436 |  |  | Cycle hauling(wait, load, travel, unload or dump & return) time per cycle, excavated or borrow, loose cubic yards, 30 min wait/load/unload, 8 C.Y. truck, cycle 8 miles, 20 MPH, excludes loading equipment | B34A | 72 | 0.11 | L.C.Y. | 0 | 5.45 | 5.95 | 11.4 | 0 | 0 | 0 | 0 | 0 | 8.15 | 6.55 | 14.7 | 0 | 0 | 0 | 0 | STD | Year 2020 | National Average
0 | 312323200444 |  |  | Cycle hauling(wait, load, travel, unload or dump & return) time per cycle, excavated or borrow, loose cubic yards, 30 min wait/load/unload, 8 C.Y. truck, cycle 4 miles, 25 MPH, excludes loading equipment | B34A | 96 | 0.08 | L.C.Y. | 0 | 4.08 | 4.46 | 8.54 | 0 | 0 | 0 | 0 | 0 | 6.1 | 4.9 | 11 | 0 | 0 | 0 | 0 | STD | Year 2020 | National Average
0 | 312323200446 |  |  | Cycle hauling(wait, load, travel, unload or dump & return) time per cycle, excavated or borrow, loose cubic yards, 30 min wait/load/unload, 8 C.Y. truck, cycle 6 miles, 25 MPH, excludes loading equipment | B34A | 88 | 0.09 | L.C.Y. | 0 | 4.45 | 4.86 | 9.31 | 0 | 0 | 0 | 0 | 0 | 6.65 | 5.35 | 12 | 0 | 0 | 0 | 0 | STD | Year 2020 | National Average
0 | 312323200448 |  |  | Cycle hauling(wait, load, travel, unload or dump & return) time per cycle, excavated or borrow, loose cubic yards, 30 min wait/load/unload, 8 C.Y. truck, cycle 8 miles, 25 MPH, excludes loading equipment | B34A | 80 | 0.1 | L.C.Y. | 0 | 4.9 | 5.35 | 10.25 | 0 | 0 | 0 | 0 | 0 | 7.35 | 5.9 | 13.25 | 0 | 0 | 0 | 0 | STD | Year 2020 | National Average
0 | 312323200450 |  |  | Cycle hauling(wait, load, travel, unload or dump & return) time per cycle, excavated or borrow, loose cubic yards, 30 min wait/load/unload, 8 C.Y. truck, cycle 4 miles, 30 MPH, excludes loading equipment | B34A | 96 | 0.08 | L.C.Y. | 0 | 4.08 | 4.46 | 8.54 | 0 | 0 | 0 | 0 | 0 | 6.1 | 4.9 | 11 | 0 | 0 | 0 | 0 | STD | Year 2020 | National Average
0 | 312323200452 |  |  | Cycle hauling(wait, load, travel, unload or dump & return) time per cycle, excavated or borrow, loose cubic yards, 30 min wait/load/unload, 8 C.Y. truck, cycle 6 miles, 30 MPH, excludes loading equipment | B34A | 88 | 0.09 | L.C.Y. | 0 | 4.45 | 4.86 | 9.31 | 0 | 0 | 0 | 0 | 0 | 6.65 | 5.35 | 12 | 0 | 0 | 0 | 0 | STD | Year 2020 | National Average
0 | 312323200454 |  |  | Cycle hauling(wait, load, travel, unload or dump & return) time per cycle, excavated or borrow, loose cubic yards, 30 min wait/load/unload, 8 C.Y. truck, cycle 8 miles, 30 MPH, excludes loading equipment | B34A | 80 | 0.1 | L.C.Y. | 0 | 4.9 | 5.35 | 10.25 | 0 | 0 | 0 | 0 | 0 | 7.35 | 5.9 | 13.25 | 0 | 0 | 0 | 0 | STD | Year 2020 | National Average
0 | 312323200514 |  |  | Cycle hauling(wait, load, travel, unload or dump & return) time per cycle, excavated or borrow, loose cubic yards, 35 min wait/load/unload, 8 C.Y. truck, cycle 0.5 mile, 15 MPH, excludes loading equipment | B34A | 104 | 0.08 | L.C.Y. | 0 | 3.77 | 4.12 | 7.89 | 0 | 0 | 0 | 0 | 0 | 5.65 | 4.53 | 10.18 | 0 | 0 | 0 | 0 | STD | Year 2020 | National Average
0 | 312323200516 |  |  | Cycle hauling(wait, load, travel, unload or dump & return) time per cycle, excavated or borrow, loose cubic yards, 35 min wait/load/unload, 8 C.Y. truck, cycle 1 mile, 15 MPH, excludes loading equipment | B34A | 96 | 0.08 | L.C.Y. | 0 | 4.08 | 4.46 | 8.54 | 0 | 0 | 0 | 0 | 0 | 6.1 | 4.9 | 11 | 0 | 0 | 0 | 0 | STD | Year 2020 | National Average
0 | 312323200518 |  |  | Cycle hauling(wait, load, travel, unload or dump & return) time per cycle, excavated or borrow, loose cubic yards, 35 min wait/load/unload, 8 C.Y. truck, cycle 2 mile, 15 MPH, excludes loading equipment | B34A | 88 | 0.09 | L.C.Y. | 0 | 4.45 | 4.86 | 9.31 | 0 | 0 | 0 | 0 | 0 | 6.65 | 5.35 | 12 | 0 | 0 | 0 | 0 | STD | Year 2020 | National Average
0 | 312323200520 |  |  | Cycle hauling(wait, load, travel, unload or dump & return) time per cycle, excavated or borrow, loose cubic yards, 35 min wait/load/unload, 8 C.Y. truck, cycle 4 miles, 15 MPH, excludes loading equipment | B34A | 72 | 0.11 | L.C.Y. | 0 | 5.45 | 5.95 | 11.4 | 0 | 0 | 0 | 0 | 0 | 8.15 | 6.55 | 14.7 | 0 | 0 | 0 | 0 | STD | Year 2020 | National Average
0 | 312323200522 |  |  | Cycle hauling(wait, load, travel, unload or dump & return) time per cycle, excavated or borrow, loose cubic yards, 35 min wait/load/unload, 8 C.Y. truck, cycle 6 miles, 15 MPH, excludes loading equipment | B34A | 64 | 0.13 | L.C.Y. | 0 | 6.1 | 6.7 | 12.8 | 0 | 0 | 0 | 0 | 0 | 9.15 | 7.35 | 16.5 | 0 | 0 | 0 | 0 | STD | Year 2020 | National Average
0 | 312323200524 |  |  | Cycle hauling(wait, load, travel, unload or dump & return) time per cycle, excavated or borrow, loose cubic yards, 35 min wait/load/unload, 8 C.Y. truck, cycle 8 miles, 15 MPH, excludes loading equipment | B34A | 56 | 0.14 | L.C.Y. | 0 | 7 | 7.65 | 14.65 | 0 | 0 | 0 | 0 | 0 | 10.5 | 8.4 | 18.9 | 0 | 0 | 0 | 0 | STD | Year 2020 | National Average
0 | 312323200526 |  |  | Cycle hauling(wait, load, travel, unload or dump & return) time per cycle, excavated or borrow, loose cubic yards, 35 min wait/load/unload, 8 C.Y. truck, cycle 0.5 mile, 20 MPH, excludes loading equipment | B34A | 104 | 0.08 | L.C.Y. | 0 | 3.77 | 4.12 | 7.89 | 0 | 0 | 0 | 0 | 0 | 5.65 | 4.53 | 10.18 | 0 | 0 | 0 | 0 | STD | Year 2020 | National Average
0 | 312323200528 |  |  | Cycle hauling(wait, load, travel, unload or dump & return) time per cycle, excavated or borrow, loose cubic yards, 35 min wait/load/unload, 8 C.Y. truck, cycle 1 mile, 20 MPH, excludes loading equipment | B34A | 96 | 0.08 | L.C.Y. | 0 | 4.08 | 4.46 | 8.54 | 0 | 0 | 0 | 0 | 0 | 6.1 | 4.9 | 11 | 0 | 0 | 0 | 0 | STD | Year 2020 | National Average
0 | 312323200530 |  |  | Cycle hauling(wait, load, travel, unload or dump & return) time per cycle, excavated or borrow, loose cubic yards, 35 min wait/load/unload, 8 C.Y. truck, cycle 2 mile, 20 MPH, excludes loading equipment | B34A | 96 | 0.08 | L.C.Y. | 0 | 4.08 | 4.46 | 8.54 | 0 | 0 | 0 | 0 | 0 | 6.1 | 4.9 | 11 | 0 | 0 | 0 | 0 | STD | Year 2020 | National Average
0 | 312323200532 |  |  | Cycle hauling(wait, load, travel, unload or dump & return) time per cycle, excavated or borrow, loose cubic yards, 35 min wait/load/unload, 8 C.Y. truck, cycle 4 miles, 20 MPH, excludes loading equipment | B34A | 80 | 0.1 | L.C.Y. | 0 | 4.9 | 5.35 | 10.25 | 0 | 0 | 0 | 0 | 0 | 7.35 | 5.9 | 13.25 | 0 | 0 | 0 | 0 | STD | Year 2020 | National Average
0 | 312323200534 |  |  | Cycle hauling(wait, load, travel, unload or dump & return) time per cycle, excavated or borrow, loose cubic yards, 35 min wait/load/unload, 8 C.Y. truck, cycle 6 miles, 20 MPH, excludes loading equipment | B34A | 72 | 0.11 | L.C.Y. | 0 | 5.45 | 5.95 | 11.4 | 0 | 0 | 0 | 0 | 0 | 8.15 | 6.55 | 14.7 | 0 | 0 | 0 | 0 | STD | Year 2020 | National Average
0 | 312323200536 |  |  | Cycle hauling(wait, load, travel, unload or dump & return) time per cycle, excavated or borrow, loose cubic yards, 35 min wait/load/unload, 8 C.Y. truck, cycle 8 miles, 20 MPH, excludes loading equipment | B34A | 64 | 0.13 | L.C.Y. | 0 | 6.1 | 6.7 | 12.8 | 0 | 0 | 0 | 0 | 0 | 9.15 | 7.35 | 16.5 | 0 | 0 | 0 | 0 | STD | Year 2020 | National Average
0 | 312323200544 |  |  | Cycle hauling(wait, load, travel, unload or dump & return) time per cycle, excavated or borrow, loose cubic yards, 35 min wait/load/unload, 8 C.Y. truck, cycle 4 miles, 25 MPH, excludes loading equipment | B34A | 88 | 0.09 | L.C.Y. | 0 | 4.45 | 4.86 | 9.31 | 0 | 0 | 0 | 0 | 0 | 6.65 | 5.35 | 12 | 0 | 0 | 0 | 0 | STD | Year 2020 | National Average
0 | 312323200546 |  |  | Cycle hauling(wait, load, travel, unload or dump & return) time per cycle, excavated or borrow, loose cubic yards, 35 min wait/load/unload, 8 C.Y. truck, cycle 6 miles, 25 MPH, excludes loading equipment | B34A | 80 | 0.1 | L.C.Y. | 0 | 4.9 | 5.35 | 10.25 | 0 | 0 | 0 | 0 | 0 | 7.35 | 5.9 | 13.25 | 0 | 0 | 0 | 0 | STD | Year 2020 | National Average
0 | 312323200548 |  |  | Cycle hauling(wait, load, travel, unload or dump & return) time per cycle, excavated or borrow, loose cubic yards, 35 min wait/load/unload, 8 C.Y. truck, cycle 8 miles, 25 MPH, excludes loading equipment | B34A | 72 | 0.11 | L.C.Y. | 0 | 5.45 | 5.95 | 11.4 | 0 | 0 | 0 | 0 | 0 | 8.15 | 6.55 | 14.7 | 0 | 0 | 0 | 0 | STD | Year 2020 | National Average
0 | 312323200550 |  |  | Cycle hauling(wait, load, travel, unload or dump & return) time per cycle, excavated or borrow, loose cubic yards, 35 min wait/load/unload, 8 C.Y. truck, cycle 4 miles, 30 MPH, excludes loading equipment | B34A | 88 | 0.09 | L.C.Y. | 0 | 4.45 | 4.86 | 9.31 | 0 | 0 | 0 | 0 | 0 | 6.65 | 5.35 | 12 | 0 | 0 | 0 | 0 | STD | Year 2020 | National Average
0 | 312323200552 |  |  | Cycle hauling(wait, load, travel, unload or dump & return) time per cycle, excavated or borrow, loose cubic yards, 35 min wait/load/unload, 8 C.Y. truck, cycle 6 miles, 30 MPH, excludes loading equipment | B34A | 80 | 0.1 | L.C.Y. | 0 | 4.9 | 5.35 | 10.25 | 0 | 0 | 0 | 0 | 0 | 7.35 | 5.9 | 13.25 | 0 | 0 | 0 | 0 | STD | Year 2020 | National Average
0 | 312323200554 |  |  | Cycle hauling(wait, load, travel, unload or dump & return) time per cycle, excavated or borrow, loose cubic yards, 35 min wait/load/unload, 8 C.Y. truck, cycle 8 miles, 30 MPH, excludes loading equipment | B34A | 72 | 0.11 | L.C.Y. | 0 | 5.45 | 5.95 | 11.4 | 0 | 0 | 0 | 0 | 0 | 8.15 | 6.55 | 14.7 | 0 | 0 | 0 | 0 | STD | Year 2020 | National Average
0 | 312323201014 |  |  | Cycle hauling(wait, load, travel, unload or dump & return) time per cycle, excavated or borrow, loose cubic yards, 15 min load/wait/unload, 12 C.Y. truck, cycle 0.5 mile, 15 MPH, excludes loading equipment | B34B | 336 | 0.02 | L.C.Y. | 0 | 1.17 | 1.71 | 2.88 | 0 | 0 | 0 | 0 | 0 | 1.75 | 1.88 | 3.63 | 0 | 0 | 0 | 0 | STD | Year 2020 | National Average
0 | 312323201016 |  |  | Cycle hauling(wait, load, travel, unload or dump & return) time per cycle, excavated or borrow, loose cubic yards, 15 min load/wait/unload, 12 C.Y. truck, cycle 1 mile, 15 MPH, excludes loading equipment | B34B | 300 | 0.03 | L.C.Y. | 0 | 1.31 | 1.91 | 3.22 | 0 | 0 | 0 | 0 | 0 | 1.96 | 2.1 | 4.06 | 0 | 0 | 0 | 0 | STD | Year 2020 | National Average
0 | 312323201018 |  |  | Cycle hauling(wait, load, travel, unload or dump & return) time per cycle, excavated or borrow, loose cubic yards, 15 min load/wait/unload, 12 C.Y. truck, cycle 2 miles, 15 MPH, excludes loading equipment | B34B | 252 | 0.03 | L.C.Y. | 0 | 1.55 | 2.27 | 3.82 | 0 | 0 | 0 | 0 | 0 | 2.33 | 2.5 | 4.83 | 0 | 0 | 0 | 0 | STD | Year 2020 | National Average
0 | 312323201020 |  |  | Cycle hauling(wait, load, travel, unload or dump & return) time per cycle, excavated or borrow, loose cubic yards, 15 min load/wait/unload, 12 C.Y. truck, cycle 4 miles, 15 MPH, excludes loading equipment | B34B | 180 | 0.04 | L.C.Y. | 0 | 2.18 | 3.18 | 5.36 | 0 | 0 | 0 | 0 | 0 | 3.26 | 3.5 | 6.76 | 0 | 0 | 0 | 0 | STD | Year 2020 | National Average
0 | 312323201022 |  |  | Cycle hauling(wait, load, travel, unload or dump & return) time per cycle, excavated or borrow, loose cubic yards, 15 min load/wait/unload, 12 C.Y. truck, cycle 6 miles, 15 MPH, excludes loading equipment | B34B | 144 | 0.06 | L.C.Y. | 0 | 2.72 | 3.98 | 6.7 | 0 | 0 | 0 | 0 | 0 | 4.08 | 4.38 | 8.46 | 0 | 0 | 0 | 0 | STD | Year 2020 | National Average
0 | 312323201024 |  |  | Cycle hauling(wait, load, travel, unload or dump & return) time per cycle, excavated or borrow, loose cubic yards, 15 min load/wait/unload, 12 C.Y. truck, cycle 8 miles, 15 MPH, excludes loading equipment | B34B | 120 | 0.07 | L.C.Y. | 0 | 3.26 | 4.77 | 8.03 | 0 | 0 | 0 | 0 | 0 | 4.89 | 5.25 | 10.14 | 0 | 0 | 0 | 0 | STD | Year 2020 | National Average
0 | 312323201025 |  |  | Cycle hauling(wait, load, travel, unload or dump & return) time per cycle, excavated or borrow, loose cubic yards, 15 min load/wait/unload, 12 C.Y. truck, cycle 10 miles, 15 MPH, excludes loading equipment | B34B | 96 | 0.08 | L.C.Y. | 0 | 4.08 | 5.95 | 10.03 | 0 | 0 | 0 | 0 | 0 | 6.1 | 6.55 | 12.65 | 0 | 0 | 0 | 0 | STD | Year 2020 | National Average
0 | 312323201026 |  |  | Cycle hauling(wait, load, travel, unload or dump & return) time per cycle, excavated or borrow, loose cubic yards, 15 min load/wait/unload, 12 C.Y. truck, cycle 0.5 mile, 20 MPH, excludes loading equipment | B34B | 348 | 0.02 | L.C.Y. | 0 | 1.13 | 1.65 | 2.78 | 0 | 0 | 0 | 0 | 0 | 1.69 | 1.81 | 3.5 | 0 | 0 | 0 | 0 | STD | Year 2020 | National Average
0 | 312323201028 |  |  | Cycle hauling(wait, load, travel, unload or dump & return) time per cycle, excavated or borrow, loose cubic yards, 15 min load/wait/unload, 12 C.Y. truck, cycle 1 mile, 20 MPH, excludes loading equipment | B34B | 312 | 0.03 | L.C.Y. | 0 | 1.26 | 1.84 | 3.1 | 0 | 0 | 0 | 0 | 0 | 1.88 | 2.02 | 3.9 | 0 | 0 | 0 | 0 | STD | Year 2020 | National Average
0 | 312323201030 |  |  | Cycle hauling(wait, load, travel, unload or dump & return) time per cycle, excavated or borrow, loose cubic yards, 15 min load/wait/unload, 12 C.Y. truck, cycle 2 miles, 20 MPH, excludes loading equipment | B34B | 276 | 0.03 | L.C.Y. | 0 | 1.42 | 2.08 | 3.5 | 0 | 0 | 0 | 0 | 0 | 2.13 | 2.28 | 4.41 | 0 | 0 | 0 | 0 | STD | Year 2020 | National Average
0 | 312323201032 |  |  | Cycle hauling(wait, load, travel, unload or dump & return) time per cycle, excavated or borrow, loose cubic yards, 15 min load/wait/unload, 12 C.Y. truck, cycle 4 miles, 20 MPH, excludes loading equipment | B34B | 216 | 0.04 | L.C.Y. | 0 | 1.81 | 2.65 | 4.46 | 0 | 0 | 0 | 0 | 0 | 2.72 | 2.92 | 5.64 | 0 | 0 | 0 | 0 | STD | Year 2020 | National Average
0 | 312323201034 |  |  | Cycle hauling(wait, load, travel, unload or dump & return) time per cycle, excavated or borrow, loose cubic yards, 15 min load/wait/unload, 12 C.Y. truck, cycle 6 miles, 20 MPH, excludes loading equipment | B34B | 168 | 0.05 | L.C.Y. | 0 | 2.33 | 3.41 | 5.74 | 0 | 0 | 0 | 0 | 0 | 3.49 | 3.75 | 7.24 | 0 | 0 | 0 | 0 | STD | Year 2020 | National Average
0 | 312323201036 |  |  | Cycle hauling(wait, load, travel, unload or dump & return) time per cycle, excavated or borrow, loose cubic yards, 15 min load/wait/unload, 12 C.Y. truck, cycle 8 miles, 20 MPH, excludes loading equipment | B34B | 144 | 0.06 | L.C.Y. | 0 | 2.72 | 3.98 | 6.7 | 0 | 0 | 0 | 0 | 0 | 4.08 | 4.38 | 8.46 | 0 | 0 | 0 | 0 | STD | Year 2020 | National Average
0 | 312323201038 |  |  | Cycle hauling(wait, load, travel, unload or dump & return) time per cycle, excavated or borrow, loose cubic yards, 15 min load/wait/unload, 12 C.Y. truck, cycle 10 miles, 20 MPH, excludes loading equipment | B34B | 120 | 0.07 | L.C.Y. | 0 | 3.26 | 4.77 | 8.03 | 0 | 0 | 0 | 0 | 0 | 4.89 | 5.25 | 10.14 | 0 | 0 | 0 | 0 | STD | Year 2020 | National Average
0 | 312323201040 |  |  | Cycle hauling(wait, load, travel, unload or dump & return) time per cycle, excavated or borrow, loose cubic yards, 15 min load/wait/unload, 12 C.Y. truck, cycle 4 miles, 25 MPH, excludes loading equipment | B34B | 228 | 0.04 | L.C.Y. | 0 | 1.72 | 2.51 | 4.23 | 0 | 0 | 0 | 0 | 0 | 2.57 | 2.76 | 5.33 | 0 | 0 | 0 | 0 | STD | Year 2020 | National Average
0 | 312323201042 |  |  | Cycle hauling(wait, load, travel, unload or dump & return) time per cycle, excavated or borrow, loose cubic yards, 15 min load/wait/unload, 12 C.Y. truck, cycle 6 miles, 25 MPH, excludes loading equipment | B34B | 192 | 0.04 | L.C.Y. | 0 | 2.04 | 2.98 | 5.02 | 0 | 0 | 0 | 0 | 0 | 3.06 | 3.28 | 6.34 | 0 | 0 | 0 | 0 | STD | Year 2020 | National Average
0 | 312323201044 |  |  | Cycle hauling(wait, load, travel, unload or dump & return) time per cycle, excavated or borrow, loose cubic yards, 15 min load/wait/unload, 12 C.Y. truck, cycle 8 miles, 25 MPH, excludes loading equipment | B34B | 168 | 0.05 | L.C.Y. | 0 | 2.33 | 3.41 | 5.74 | 0 | 0 | 0 | 0 | 0 | 3.49 | 3.75 | 7.24 | 0 | 0 | 0 | 0 | STD | Year 2020 | National Average
0 | 312323201046 |  |  | Cycle hauling(wait, load, travel, unload or dump & return) time per cycle, excavated or borrow, loose cubic yards, 15 min load/wait/unload, 12 C.Y. truck, cycle 10 miles, 25 MPH, excludes loading equipment | B34B | 144 | 0.06 | L.C.Y. | 0 | 2.72 | 3.98 | 6.7 | 0 | 0 | 0 | 0 | 0 | 4.08 | 4.38 | 8.46 | 0 | 0 | 0 | 0 | STD | Year 2020 | National Average
0 | 312323201050 |  |  | Cycle hauling(wait, load, travel, unload or dump & return) time per cycle, excavated or borrow, loose cubic yards, 15 min load/wait/unload, 12 C.Y. truck, cycle 4 miles, 30 MPH, excludes loading equipment | B34B | 252 | 0.03 | L.C.Y. | 0 | 1.55 | 2.27 | 3.82 | 0 | 0 | 0 | 0 | 0 | 2.33 | 2.5 | 4.83 | 0 | 0 | 0 | 0 | STD | Year 2020 | National Average
0 | 312323201052 |  |  | Cycle hauling(wait, load, travel, unload or dump & return) time per cycle, excavated or borrow, loose cubic yards, 15 min load/wait/unload, 12 C.Y. truck, cycle 6 miles, 30 MPH, excludes loading equipment | B34B | 216 | 0.04 | L.C.Y. | 0 | 1.81 | 2.65 | 4.46 | 0 | 0 | 0 | 0 | 0 | 2.72 | 2.92 | 5.64 | 0 | 0 | 0 | 0 | STD | Year 2020 | National Average
0 | 312323201054 |  |  | Cycle hauling(wait, load, travel, unload or dump & return) time per cycle, excavated or borrow, loose cubic yards, 15 min load/wait/unload, 12 C.Y. truck, cycle 8 miles, 30 MPH, excludes loading equipment | B34B | 180 | 0.04 | L.C.Y. | 0 | 2.18 | 3.18 | 5.36 | 0 | 0 | 0 | 0 | 0 | 3.26 | 3.5 | 6.76 | 0 | 0 | 0 | 0 | STD | Year 2020 | National Average
0 | 312323201056 |  |  | Cycle hauling(wait, load, travel, unload or dump & return) time per cycle, excavated or borrow, loose cubic yards, 15 min load/wait/unload, 12 C.Y. truck, cycle 10 miles, 30 MPH, excludes loading equipment | B34B | 156 | 0.05 | L.C.Y. | 0 | 2.51 | 3.67 | 6.18 | 0 | 0 | 0 | 0 | 0 | 3.76 | 4.04 | 7.8 | 0 | 0 | 0 | 0 | STD | Year 2020 | National Average
0 | 312323201060 |  |  | Cycle hauling(wait, load, travel, unload or dump & return) time per cycle, excavated or borrow, loose cubic yards, 15 min load/wait/unload, 12 C.Y. truck, cycle 4 miles, 35 MPH, excludes loading equipment | B34B | 264 | 0.03 | L.C.Y. | 0 | 1.48 | 2.17 | 3.65 | 0 | 0 | 0 | 0 | 0 | 2.22 | 2.39 | 4.61 | 0 | 0 | 0 | 0 | STD | Year 2020 | National Average
0 | 312323201062 |  |  | Cycle hauling(wait, load, travel, unload or dump & return) time per cycle, excavated or borrow, loose cubic yards, 15 min load/wait/unload, 12 C.Y. truck, cycle 6 miles, 35 MPH, excludes loading equipment | B34B | 228 | 0.04 | L.C.Y. | 0 | 1.72 | 2.51 | 4.23 | 0 | 0 | 0 | 0 | 0 | 2.57 | 2.76 | 5.33 | 0 | 0 | 0 | 0 | STD | Year 2020 | National Average
0 | 312323201064 |  |  | Cycle hauling(wait, load, travel, unload or dump & return) time per cycle, excavated or borrow, loose cubic yards, 15 min load/wait/unload, 12 C.Y. truck, cycle 8 miles, 35 MPH, excludes loading equipment | B34B | 204 | 0.04 | L.C.Y. | 0 | 1.92 | 2.81 | 4.73 | 0 | 0 | 0 | 0 | 0 | 2.88 | 3.09 | 5.97 | 0 | 0 | 0 | 0 | STD | Year 2020 | National Average
0 | 312323201066 |  |  | Cycle hauling(wait, load, travel, unload or dump & return) time per cycle, excavated or borrow, loose cubic yards, 15 min load/wait/unload, 12 C.Y. truck, cycle 10 miles, 35 MPH, excludes loading equipment | B34B | 180 | 0.04 | L.C.Y. | 0 | 2.18 | 3.18 | 5.36 | 0 | 0 | 0 | 0 | 0 | 3.26 | 3.5 | 6.76 | 0 | 0 | 0 | 0 | STD | Year 2020 | National Average
0 | 312323201068 |  |  | Cycle hauling(wait, load, travel, unload or dump & return) time per cycle, excavated or borrow, loose cubic yards, 15 min load/wait/unload, 12 C.Y. truck, cycle 20 miles, 35 MPH, excludes loading equipment | B34B | 120 | 0.07 | L.C.Y. | 0 | 3.26 | 4.77 | 8.03 | 0 | 0 | 0 | 0 | 0 | 4.89 | 5.25 | 10.14 | 0 | 0 | 0 | 0 | STD | Year 2020 | National Average
0 | 312323201069 |  |  | Cycle hauling(wait, load, travel, unload or dump & return) time per cycle, excavated or borrow, loose cubic yards, 15 min load/wait/unload, 12 C.Y. truck, cycle 30 miles, 35 MPH, excludes loading equipment | B34B | 84 | 0.1 | L.C.Y. | 0 | 4.66 | 6.8 | 11.46 | 0 | 0 | 0 | 0 | 0 | 7 | 7.5 | 14.5 | 0 | 0 | 0 | 0 | STD | Year 2020 | National Average
0 | 312323201070 |  |  | Cycle hauling(wait, load, travel, unload or dump & return) time per cycle, excavated or borrow, loose cubic yards, 15 min load/wait/unload, 12 C.Y. truck, cycle 40 miles, 35 MPH, excludes loading equipment | B34B | 72 | 0.11 | L.C.Y. | 0 | 5.45 | 7.95 | 13.4 | 0 | 0 | 0 | 0 | 0 | 8.15 | 8.75 | 16.9 | 0 | 0 | 0 | 0 | STD | Year 2020 | National Average
0 | 312323201072 |  |  | Cycle hauling(wait, load, travel, unload or dump & return) time per cycle, excavated or borrow, loose cubic yards, 15 min load/wait/unload, 12 C.Y. truck, cycle 6 miles, 40 MPH, excludes loading equipment | B34B | 240 | 0.03 | L.C.Y. | 0 | 1.63 | 2.39 | 4.02 | 0 | 0 | 0 | 0 | 0 | 2.44 | 2.63 | 5.07 | 0 | 0 | 0 | 0 | STD | Year 2020 | National Average
0 | 312323201074 |  |  | Cycle hauling(wait, load, travel, unload or dump & return) time per cycle, excavated or borrow, loose cubic yards, 15 min load/wait/unload, 12 C.Y. truck, cycle 8 miles, 40 MPH, excludes loading equipment | B34B | 216 | 0.04 | L.C.Y. | 0 | 1.81 | 2.65 | 4.46 | 0 | 0 | 0 | 0 | 0 | 2.72 | 2.92 | 5.64 | 0 | 0 | 0 | 0 | STD | Year 2020 | National Average
0 | 312323201076 |  |  | Cycle hauling(wait, load, travel, unload or dump & return) time per cycle, excavated or borrow, loose cubic yards, 15 min load/wait/unload, 12 C.Y. truck, cycle 10 miles, 40 MPH, excludes loading equipment | B34B | 192 | 0.04 | L.C.Y. | 0 | 2.04 | 2.98 | 5.02 | 0 | 0 | 0 | 0 | 0 | 3.06 | 3.28 | 6.34 | 0 | 0 | 0 | 0 | STD | Year 2020 | National Average
0 | 312323201078 |  |  | Cycle hauling(wait, load, travel, unload or dump & return) time per cycle, excavated or borrow, loose cubic yards, 15 min load/wait/unload, 12 C.Y. truck, cycle 20 miles, 40 MPH, excludes loading equipment | B34B | 120 | 0.07 | L.C.Y. | 0 | 3.26 | 4.77 | 8.03 | 0 | 0 | 0 | 0 | 0 | 4.89 | 5.25 | 10.14 | 0 | 0 | 0 | 0 | STD | Year 2020 | National Average
0 | 312323201080 |  |  | Cycle hauling(wait, load, travel, unload or dump & return) time per cycle, excavated or borrow, loose cubic yards, 15 min load/wait/unload, 12 C.Y. truck, cycle 30 miles, 40 MPH, excludes loading equipment | B34B | 96 | 0.08 | L.C.Y. | 0 | 4.08 | 5.95 | 10.03 | 0 | 0 | 0 | 0 | 0 | 6.1 | 6.55 | 12.65 | 0 | 0 | 0 | 0 | STD | Year 2020 | National Average
0 | 312323201082 |  |  | Cycle hauling(wait, load, travel, unload or dump & return) time per cycle, excavated or borrow, loose cubic yards, 15 min load/wait/unload, 12 C.Y. truck, cycle 40 miles, 40 MPH, excludes loading equipment | B34B | 72 | 0.11 | L.C.Y. | 0 | 5.45 | 7.95 | 13.4 | 0 | 0 | 0 | 0 | 0 | 8.15 | 8.75 | 16.9 | 0 | 0 | 0 | 0 | STD | Year 2020 | National Average
0 | 312323201084 |  |  | Cycle hauling(wait, load, travel, unload or dump & return) time per cycle, excavated or borrow, loose cubic yards, 15 min load/wait/unload, 12 C.Y. truck, cycle 50 miles, 40 MPH, excludes loading equipment | B34B | 60 | 0.13 | L.C.Y. | 0 | 6.55 | 9.55 | 16.1 | 0 | 0 | 0 | 0 | 0 | 9.8 | 10.5 | 20.3 | 0 | 0 | 0 | 0 | STD | Year 2020 | National Average
0 | 312323201094 |  |  | Cycle hauling(wait, load, travel, unload or dump & return) time per cycle, excavated or borrow, loose cubic yards, 15 min load/wait/unload, 12 C.Y. truck, cycle 8 miles, 45 MPH, excludes loading equipment | B34B | 216 | 0.04 | L.C.Y. | 0 | 1.81 | 2.65 | 4.46 | 0 | 0 | 0 | 0 | 0 | 2.72 | 2.92 | 5.64 | 0 | 0 | 0 | 0 | STD | Year 2020 | National Average
0 | 312323201096 |  |  | Cycle hauling(wait, load, travel, unload or dump & return) time per cycle, excavated or borrow, loose cubic yards, 15 min load/wait/unload, 12 C.Y. truck, cycle 10 miles, 45 MPH, excludes loading equipment | B34B | 204 | 0.04 | L.C.Y. | 0 | 1.92 | 2.81 | 4.73 | 0 | 0 | 0 | 0 | 0 | 2.88 | 3.09 | 5.97 | 0 | 0 | 0 | 0 | STD | Year 2020 | National Average
0 | 312323201098 |  |  | Cycle hauling(wait, load, travel, unload or dump & return) time per cycle, excavated or borrow, loose cubic yards, 15 min load/wait/unload, 12 C.Y. truck, cycle 20 miles, 45 MPH, excludes loading equipment | B34B | 132 | 0.06 | L.C.Y. | 0 | 2.97 | 4.34 | 7.31 | 0 | 0 | 0 | 0 | 0 | 4.45 | 4.77 | 9.22 | 0 | 0 | 0 | 0 | STD | Year 2020 | National Average
0 | 312323201100 |  |  | Cycle hauling(wait, load, travel, unload or dump & return) time per cycle, excavated or borrow, loose cubic yards, 15 min load/wait/unload, 12 C.Y. truck, cycle 30 miles, 45 MPH, excludes loading equipment | B34B | 108 | 0.07 | L.C.Y. | 0 | 3.63 | 5.3 | 8.93 | 0 | 0 | 0 | 0 | 0 | 5.45 | 5.85 | 11.3 | 0 | 0 | 0 | 0 | STD | Year 2020 | National Average
0 | 312323201102 |  |  | Cycle hauling(wait, load, travel, unload or dump & return) time per cycle, excavated or borrow, loose cubic yards, 15 min load/wait/unload, 12 C.Y. truck, cycle 40 miles, 45 MPH, excludes loading equipment | B34B | 84 | 0.1 | L.C.Y. | 0 | 4.66 | 6.8 | 11.46 | 0 | 0 | 0 | 0 | 0 | 7 | 7.5 | 14.5 | 0 | 0 | 0 | 0 | STD | Year 2020 | National Average
0 | 312323201104 |  |  | Cycle hauling(wait, load, travel, unload or dump & return) time per cycle, excavated or borrow, loose cubic yards, 15 min load/wait/unload, 12 C.Y. truck, cycle 50 miles, 45 MPH, excludes loading equipment | B34B | 72 | 0.11 | L.C.Y. | 0 | 5.45 | 7.95 | 13.4 | 0 | 0 | 0 | 0 | 0 | 8.15 | 8.75 | 16.9 | 0 | 0 | 0 | 0 | STD | Year 2020 | National Average
0 | 312323201106 |  |  | Cycle hauling(wait, load, travel, unload or dump & return) time per cycle, excavated or borrow, loose cubic yards, 15 min load/wait/unload, 12 C.Y. truck, cycle 10 miles, 50 MPH, excludes loading equipment | B34B | 216 | 0.04 | L.C.Y. | 0 | 1.81 | 2.65 | 4.46 | 0 | 0 | 0 | 0 | 0 | 2.72 | 2.92 | 5.64 | 0 | 0 | 0 | 0 | STD | Year 2020 | National Average
0 | 312323201108 |  |  | Cycle hauling(wait, load, travel, unload or dump & return) time per cycle, excavated or borrow, loose cubic yards, 15 min load/wait/unload, 12 C.Y. truck, cycle 20 miles, 50 MPH, excludes loading equipment | B34B | 144 | 0.06 | L.C.Y. | 0 | 2.72 | 3.98 | 6.7 | 0 | 0 | 0 | 0 | 0 | 4.08 | 4.38 | 8.46 | 0 | 0 | 0 | 0 | STD | Year 2020 | National Average
0 | 312323201110 |  |  | Cycle hauling(wait, load, travel, unload or dump & return) time per cycle, excavated or borrow, loose cubic yards, 15 min load/wait/unload, 12 C.Y. truck, cycle 30 miles, 50 MPH, excludes loading equipment | B34B | 108 | 0.07 | L.C.Y. | 0 | 3.63 | 5.3 | 8.93 | 0 | 0 | 0 | 0 | 0 | 5.45 | 5.85 | 11.3 | 0 | 0 | 0 | 0 | STD | Year 2020 | National Average
0 | 312323201112 |  |  | Cycle hauling(wait, load, travel, unload or dump & return) time per cycle, excavated or borrow, loose cubic yards, 15 min load/wait/unload, 12 C.Y. truck, cycle 40 miles, 50 MPH, excludes loading equipment | B34B | 84 | 0.1 | L.C.Y. | 0 | 4.66 | 6.8 | 11.46 | 0 | 0 | 0 | 0 | 0 | 7 | 7.5 | 14.5 | 0 | 0 | 0 | 0 | STD | Year 2020 | National Average
0 | 312323201114 |  |  | Cycle hauling(wait, load, travel, unload or dump & return) time per cycle, excavated or borrow, loose cubic yards, 15 min load/wait/unload, 12 C.Y. truck, cycle 50 miles, 50 MPH, excludes loading equipment | B34B | 72 | 0.11 | L.C.Y. | 0 | 5.45 | 7.95 | 13.4 | 0 | 0 | 0 | 0 | 0 | 8.15 | 8.75 | 16.9 | 0 | 0 | 0 | 0 | STD | Year 2020 | National Average
0 | 312323201214 |  |  | Cycle hauling(wait, load, travel, unload or dump & return) time per cycle, excavated or borrow, loose cubic yards, 20 min load/wait/unload, 12 C.Y. truck, cycle 0.5 mile, 15 MPH, excludes loading equipment | B34B | 264 | 0.03 | L.C.Y. | 0 | 1.48 | 2.17 | 3.65 | 0 | 0 | 0 | 0 | 0 | 2.22 | 2.39 | 4.61 | 0 | 0 | 0 | 0 | STD | Year 2020 | National Average
0 | 312323201216 |  |  | Cycle hauling(wait, load, travel, unload or dump & return) time per cycle, excavated or borrow, loose cubic yards, 20 min load/wait/unload, 12 C.Y. truck, cycle 1 mile, 15 MPH, excludes loading equipment | B34B | 240 | 0.03 | L.C.Y. | 0 | 1.63 | 2.39 | 4.02 | 0 | 0 | 0 | 0 | 0 | 2.44 | 2.63 | 5.07 | 0 | 0 | 0 | 0 | STD | Year 2020 | National Average
0 | 312323201218 |  |  | Cycle hauling(wait, load, travel, unload or dump & return) time per cycle, excavated or borrow, loose cubic yards, 20 min load/wait/unload, 12 C.Y. truck, cycle 2 miles, 15 MPH, excludes loading equipment | B34B | 204 | 0.04 | L.C.Y. | 0 | 1.92 | 2.81 | 4.73 | 0 | 0 | 0 | 0 | 0 | 2.88 | 3.09 | 5.97 | 0 | 0 | 0 | 0 | STD | Year 2020 | National Average
0 | 312323201220 |  |  | Cycle hauling(wait, load, travel, unload or dump & return) time per cycle, excavated or borrow, loose cubic yards, 20 min load/wait/unload, 12 C.Y. truck, cycle 4 miles, 15 MPH, excludes loading equipment | B34B | 156 | 0.05 | L.C.Y. | 0 | 2.51 | 3.67 | 6.18 | 0 | 0 | 0 | 0 | 0 | 3.76 | 4.04 | 7.8 | 0 | 0 | 0 | 0 | STD | Year 2020 | National Average
0 | 312323201222 |  |  | Cycle hauling(wait, load, travel, unload or dump & return) time per cycle, excavated or borrow, loose cubic yards, 20 min load/wait/unload, 12 C.Y. truck, cycle 6 miles, 15 MPH, excludes loading equipment | B34B | 132 | 0.06 | L.C.Y. | 0 | 2.97 | 4.34 | 7.31 | 0 | 0 | 0 | 0 | 0 | 4.45 | 4.77 | 9.22 | 0 | 0 | 0 | 0 | STD | Year 2020 | National Average
0 | 312323201224 |  |  | Cycle hauling(wait, load, travel, unload or dump & return) time per cycle, excavated or borrow, loose cubic yards, 20 min load/wait/unload, 12 C.Y. truck, cycle 8 miles, 15 MPH, excludes loading equipment | B34B | 108 | 0.07 | L.C.Y. | 0 | 3.63 | 5.3 | 8.93 | 0 | 0 | 0 | 0 | 0 | 5.45 | 5.85 | 11.3 | 0 | 0 | 0 | 0 | STD | Year 2020 | National Average
0 | 312323201225 |  |  | Cycle hauling(wait, load, travel, unload or dump & return) time per cycle, excavated or borrow, loose cubic yards, 20 min load/wait/unload, 12 C.Y. truck, cycle 10 miles, 15 MPH, excludes loading equipment | B34B | 96 | 0.08 | L.C.Y. | 0 | 4.08 | 5.95 | 10.03 | 0 | 0 | 0 | 0 | 0 | 6.1 | 6.55 | 12.65 | 0 | 0 | 0 | 0 | STD | Year 2020 | National Average
0 | 312323201226 |  |  | Cycle hauling(wait, load, travel, unload or dump & return) time per cycle, excavated or borrow, loose cubic yards, 20 min load/wait/unload, 12 C.Y. truck, cycle 0.5 mile, 20 MPH, excludes loading equipment | B34B | 264 | 0.03 | L.C.Y. | 0 | 1.48 | 2.17 | 3.65 | 0 | 0 | 0 | 0 | 0 | 2.22 | 2.39 | 4.61 | 0 | 0 | 0 | 0 | STD | Year 2020 | National Average
0 | 312323201228 |  |  | Cycle hauling(wait, load, travel, unload or dump & return) time per cycle, excavated or borrow, loose cubic yards, 20 min load/wait/unload, 12 C.Y. truck, cycle 1 mile, 20 MPH, excludes loading equipment | B34B | 252 | 0.03 | L.C.Y. | 0 | 1.55 | 2.27 | 3.82 | 0 | 0 | 0 | 0 | 0 | 2.33 | 2.5 | 4.83 | 0 | 0 | 0 | 0 | STD | Year 2020 | National Average
0 | 312323201230 |  |  | Cycle hauling(wait, load, travel, unload or dump & return) time per cycle, excavated or borrow, loose cubic yards, 20 min load/wait/unload, 12 C.Y. truck, cycle 2 miles, 20 MPH, excludes loading equipment | B34B | 216 | 0.04 | L.C.Y. | 0 | 1.81 | 2.65 | 4.46 | 0 | 0 | 0 | 0 | 0 | 2.72 | 2.92 | 5.64 | 0 | 0 | 0 | 0 | STD | Year 2020 | National Average
0 | 312323201232 |  |  | Cycle hauling(wait, load, travel, unload or dump & return) time per cycle, excavated or borrow, loose cubic yards, 20 min load/wait/unload, 12 C.Y. truck, cycle 4 miles, 20 MPH, excludes loading equipment | B34B | 180 | 0.04 | L.C.Y. | 0 | 2.18 | 3.18 | 5.36 | 0 | 0 | 0 | 0 | 0 | 3.26 | 3.5 | 6.76 | 0 | 0 | 0 | 0 | STD | Year 2020 | National Average
0 | 312323201234 |  |  | Cycle hauling(wait, load, travel, unload or dump & return) time per cycle, excavated or borrow, loose cubic yards, 20 min load/wait/unload, 12 C.Y. truck, cycle 6 miles, 20 MPH, excludes loading equipment | B34B | 144 | 0.06 | L.C.Y. | 0 | 2.72 | 3.98 | 6.7 | 0 | 0 | 0 | 0 | 0 | 4.08 | 4.38 | 8.46 | 0 | 0 | 0 | 0 | STD | Year 2020 | National Average
0 | 312323201236 |  |  | Cycle hauling(wait, load, travel, unload or dump & return) time per cycle, excavated or borrow, loose cubic yards, 20 min load/wait/unload, 12 C.Y. truck, cycle 8 miles, 20 MPH, excludes loading equipment | B34B | 132 | 0.06 | L.C.Y. | 0 | 2.97 | 4.34 | 7.31 | 0 | 0 | 0 | 0 | 0 | 4.45 | 4.77 | 9.22 | 0 | 0 | 0 | 0 | STD | Year 2020 | National Average
0 | 312323201238 |  |  | Cycle hauling(wait, load, travel, unload or dump & return) time per cycle, excavated or borrow, loose cubic yards, 20 min load/wait/unload, 12 C.Y. truck, cycle 10 miles, 20 MPH, excludes loading equipment | B34B | 108 | 0.07 | L.C.Y. | 0 | 3.63 | 5.3 | 8.93 | 0 | 0 | 0 | 0 | 0 | 5.45 | 5.85 | 11.3 | 0 | 0 | 0 | 0 | STD | Year 2020 | National Average
0 | 312323201240 |  |  | Cycle hauling(wait, load, travel, unload or dump & return) time per cycle, excavated or borrow, loose cubic yards, 20 min load/wait/unload, 12 C.Y. truck, cycle 4 miles, 25 MPH, excludes loading equipment | B34B | 192 | 0.04 | L.C.Y. | 0 | 2.04 | 2.98 | 5.02 | 0 | 0 | 0 | 0 | 0 | 3.06 | 3.28 | 6.34 | 0 | 0 | 0 | 0 | STD | Year 2020 | National Average
0 | 312323201242 |  |  | Cycle hauling(wait, load, travel, unload or dump & return) time per cycle, excavated or borrow, loose cubic yards, 20 min load/wait/unload, 12 C.Y. truck, cycle 6 miles, 25 MPH, excludes loading equipment | B34B | 168 | 0.05 | L.C.Y. | 0 | 2.33 | 3.41 | 5.74 | 0 | 0 | 0 | 0 | 0 | 3.49 | 3.75 | 7.24 | 0 | 0 | 0 | 0 | STD | Year 2020 | National Average
0 | 312323201244 |  |  | Cycle hauling(wait, load, travel, unload or dump & return) time per cycle, excavated or borrow, loose cubic yards, 20 min load/wait/unload, 12 C.Y. truck, cycle 8 miles, 25 MPH, excludes loading equipment | B34B | 144 | 0.06 | L.C.Y. | 0 | 2.72 | 3.98 | 6.7 | 0 | 0 | 0 | 0 | 0 | 4.08 | 4.38 | 8.46 | 0 | 0 | 0 | 0 | STD | Year 2020 | National Average
0 | 312323201246 |  |  | Cycle hauling(wait, load, travel, unload or dump & return) time per cycle, excavated or borrow, loose cubic yards, 20 min load/wait/unload, 12 C.Y. truck, cycle 10 miles, 25 MPH, excludes loading equipment | B34B | 132 | 0.06 | L.C.Y. | 0 | 2.97 | 4.34 | 7.31 | 0 | 0 | 0 | 0 | 0 | 4.45 | 4.77 | 9.22 | 0 | 0 | 0 | 0 | STD | Year 2020 | National Average
0 | 312323201250 |  |  | Cycle hauling(wait, load, travel, unload or dump & return) time per cycle, excavated or borrow, loose cubic yards, 20 min load/wait/unload, 12 C.Y. truck, cycle 4 miles, 30 MPH, excludes loading equipment | B34B | 204 | 0.04 | L.C.Y. | 0 | 1.92 | 2.81 | 4.73 | 0 | 0 | 0 | 0 | 0 | 2.88 | 3.09 | 5.97 | 0 | 0 | 0 | 0 | STD | Year 2020 | National Average
0 | 312323201252 |  |  | Cycle hauling(wait, load, travel, unload or dump & return) time per cycle, excavated or borrow, loose cubic yards, 20 min load/wait/unload, 12 C.Y. truck, cycle 6 miles, 30 MPH, excludes loading equipment | B34B | 180 | 0.04 | L.C.Y. | 0 | 2.18 | 3.18 | 5.36 | 0 | 0 | 0 | 0 | 0 | 3.26 | 3.5 | 6.76 | 0 | 0 | 0 | 0 | STD | Year 2020 | National Average
0 | 312323201254 |  |  | Cycle hauling(wait, load, travel, unload or dump & return) time per cycle, excavated or borrow, loose cubic yards, 20 min load/wait/unload, 12 C.Y. truck, cycle 8 miles, 30 MPH, excludes loading equipment | B34B | 156 | 0.05 | L.C.Y. | 0 | 2.51 | 3.67 | 6.18 | 0 | 0 | 0 | 0 | 0 | 3.76 | 4.04 | 7.8 | 0 | 0 | 0 | 0 | STD | Year 2020 | National Average
0 | 312323201256 |  |  | Cycle hauling(wait, load, travel, unload or dump & return) time per cycle, excavated or borrow, loose cubic yards, 20 min load/wait/unload, 12 C.Y. truck, cycle 10 miles, 30 MPH, excludes loading equipment | B34B | 144 | 0.06 | L.C.Y. | 0 | 2.72 | 3.98 | 6.7 | 0 | 0 | 0 | 0 | 0 | 4.08 | 4.38 | 8.46 | 0 | 0 | 0 | 0 | STD | Year 2020 | National Average
0 | 312323201260 |  |  | Cycle hauling(wait, load, travel, unload or dump & return) time per cycle, excavated or borrow, loose cubic yards, 20 min load/wait/unload, 12 C.Y. truck, cycle 4 miles, 35 MPH, excludes loading equipment | B34B | 216 | 0.04 | L.C.Y. | 0 | 1.81 | 2.65 | 4.46 | 0 | 0 | 0 | 0 | 0 | 2.72 | 2.92 | 5.64 | 0 | 0 | 0 | 0 | STD | Year 2020 | National Average
0 | 312323201262 |  |  | Cycle hauling(wait, load, travel, unload or dump & return) time per cycle, excavated or borrow, loose cubic yards, 20 min load/wait/unload, 12 C.Y. truck, cycle 6 miles, 35 MPH, excludes loading equipment | B34B | 192 | 0.04 | L.C.Y. | 0 | 2.04 | 2.98 | 5.02 | 0 | 0 | 0 | 0 | 0 | 3.06 | 3.28 | 6.34 | 0 | 0 | 0 | 0 | STD | Year 2020 | National Average
0 | 312323201264 |  |  | Cycle hauling(wait, load, travel, unload or dump & return) time per cycle, excavated or borrow, loose cubic yards, 20 min load/wait/unload, 12 C.Y. truck, cycle 8 miles, 35 MPH, excludes loading equipment | B34B | 168 | 0.05 | L.C.Y. | 0 | 2.33 | 3.41 | 5.74 | 0 | 0 | 0 | 0 | 0 | 3.49 | 3.75 | 7.24 | 0 | 0 | 0 | 0 | STD | Year 2020 | National Average
0 | 312323201266 |  |  | Cycle hauling(wait, load, travel, unload or dump & return) time per cycle, excavated or borrow, loose cubic yards, 20 min load/wait/unload, 12 C.Y. truck, cycle 10 miles, 35 MPH, excludes loading equipment | B34B | 156 | 0.05 | L.C.Y. | 0 | 2.51 | 3.67 | 6.18 | 0 | 0 | 0 | 0 | 0 | 3.76 | 4.04 | 7.8 | 0 | 0 | 0 | 0 | STD | Year 2020 | National Average
0 | 312323201268 |  |  | Cycle hauling(wait, load, travel, unload or dump & return) time per cycle, excavated or borrow, loose cubic yards, 20 min load/wait/unload, 12 C.Y. truck, cycle 20 miles, 35 MPH, excludes loading equipment | B34B | 108 | 0.07 | L.C.Y. | 0 | 3.63 | 5.3 | 8.93 | 0 | 0 | 0 | 0 | 0 | 5.45 | 5.85 | 11.3 | 0 | 0 | 0 | 0 | STD | Year 2020 | National Average
0 | 312323201269 |  |  | Cycle hauling(wait, load, travel, unload or dump & return) time per cycle, excavated or borrow, loose cubic yards, 20 min load/wait/unload, 12 C.Y. truck, cycle 30 miles, 35 MPH, excludes loading equipment | B34B | 72 | 0.11 | L.C.Y. | 0 | 5.45 | 7.95 | 13.4 | 0 | 0 | 0 | 0 | 0 | 8.15 | 8.75 | 16.9 | 0 | 0 | 0 | 0 | STD | Year 2020 | National Average
0 | 312323201270 |  |  | Cycle hauling(wait, load, travel, unload or dump & return) time per cycle, excavated or borrow, loose cubic yards, 20 min load/wait/unload, 12 C.Y. truck, cycle 40 miles, 35 MPH, excludes loading equipment | B34B | 60 | 0.13 | L.C.Y. | 0 | 6.55 | 9.55 | 16.1 | 0 | 0 | 0 | 0 | 0 | 9.8 | 10.5 | 20.3 | 0 | 0 | 0 | 0 | STD | Year 2020 | National Average
0 | 312323201272 |  |  | Cycle hauling(wait, load, travel, unload or dump & return) time per cycle, excavated or borrow, loose cubic yards, 20 min load/wait/unload, 12 C.Y. truck, cycle 6 miles, 40 MPH, excludes loading equipment | B34B | 192 | 0.04 | L.C.Y. | 0 | 2.04 | 2.98 | 5.02 | 0 | 0 | 0 | 0 | 0 | 3.06 | 3.28 | 6.34 | 0 | 0 | 0 | 0 | STD | Year 2020 | National Average
0 | 312323201274 |  |  | Cycle hauling(wait, load, travel, unload or dump & return) time per cycle, excavated or borrow, loose cubic yards, 20 min load/wait/unload, 12 C.Y. truck, cycle 8 miles, 40 MPH, excludes loading equipment | B34B | 180 | 0.04 | L.C.Y. | 0 | 2.18 | 3.18 | 5.36 | 0 | 0 | 0 | 0 | 0 | 3.26 | 3.5 | 6.76 | 0 | 0 | 0 | 0 | STD | Year 2020 | National Average
0 | 312323201276 |  |  | Cycle hauling(wait, load, travel, unload or dump & return) time per cycle, excavated or borrow, loose cubic yards, 20 min load/wait/unload, 12 C.Y. truck, cycle 10 miles, 40 MPH, excludes loading equipment | B34B | 156 | 0.05 | L.C.Y. | 0 | 2.51 | 3.67 | 6.18 | 0 | 0 | 0 | 0 | 0 | 3.76 | 4.04 | 7.8 | 0 | 0 | 0 | 0 | STD | Year 2020 | National Average
0 | 312323201278 |  |  | Cycle hauling(wait, load, travel, unload or dump & return) time per cycle, excavated or borrow, loose cubic yards, 20 min load/wait/unload, 12 C.Y. truck, cycle 20 miles, 40 MPH, excludes loading equipment | B34B | 108 | 0.07 | L.C.Y. | 0 | 3.63 | 5.3 | 8.93 | 0 | 0 | 0 | 0 | 0 | 5.45 | 5.85 | 11.3 | 0 | 0 | 0 | 0 | STD | Year 2020 | National Average
0 | 312323201280 |  |  | Cycle hauling(wait, load, travel, unload or dump & return) time per cycle, excavated or borrow, loose cubic yards, 20 min load/wait/unload, 12 C.Y. truck, cycle 30 miles, 40 MPH, excludes loading equipment | B34B | 84 | 0.1 | L.C.Y. | 0 | 4.66 | 6.8 | 11.46 | 0 | 0 | 0 | 0 | 0 | 7 | 7.5 | 14.5 | 0 | 0 | 0 | 0 | STD | Year 2020 | National Average
0 | 312323201282 |  |  | Cycle hauling(wait, load, travel, unload or dump & return) time per cycle, excavated or borrow, loose cubic yards, 20 min load/wait/unload, 12 C.Y. truck, cycle 40 miles, 40 MPH, excludes loading equipment | B34B | 72 | 0.11 | L.C.Y. | 0 | 5.45 | 7.95 | 13.4 | 0 | 0 | 0 | 0 | 0 | 8.15 | 8.75 | 16.9 | 0 | 0 | 0 | 0 | STD | Year 2020 | National Average
0 | 312323201284 |  |  | Cycle hauling(wait, load, travel, unload or dump & return) time per cycle, excavated or borrow, loose cubic yards, 20 min load/wait/unload, 12 C.Y. truck, cycle 50 miles, 40 MPH, excludes loading equipment | B34B | 60 | 0.13 | L.C.Y. | 0 | 6.55 | 9.55 | 16.1 | 0 | 0 | 0 | 0 | 0 | 9.8 | 10.5 | 20.3 | 0 | 0 | 0 | 0 | STD | Year 2020 | National Average
0 | 312323201294 |  |  | Cycle hauling(wait, load, travel, unload or dump & return) time per cycle, excavated or borrow, loose cubic yards, 20 min load/wait/unload, 12 C.Y. truck, cycle 8 miles, 45 MPH, excludes loading equipment | B34B | 180 | 0.04 | L.C.Y. | 0 | 2.18 | 3.18 | 5.36 | 0 | 0 | 0 | 0 | 0 | 3.26 | 3.5 | 6.76 | 0 | 0 | 0 | 0 | STD | Year 2020 | National Average
0 | 312323201296 |  |  | Cycle hauling(wait, load, travel, unload or dump & return) time per cycle, excavated or borrow, loose cubic yards, 20 min load/wait/unload, 12 C.Y. truck, cycle 10 miles, 45 MPH, excludes loading equipment | B34B | 168 | 0.05 | L.C.Y. | 0 | 2.33 | 3.41 | 5.74 | 0 | 0 | 0 | 0 | 0 | 3.49 | 3.75 | 7.24 | 0 | 0 | 0 | 0 | STD | Year 2020 | National Average
0 | 312323201298 |  |  | Cycle hauling(wait, load, travel, unload or dump & return) time per cycle, excavated or borrow, loose cubic yards, 20 min load/wait/unload, 12 C.Y. truck, cycle 20 miles, 45 MPH, excludes loading equipment | B34B | 120 | 0.07 | L.C.Y. | 0 | 3.26 | 4.77 | 8.03 | 0 | 0 | 0 | 0 | 0 | 4.89 | 5.25 | 10.14 | 0 | 0 | 0 | 0 | STD | Year 2020 | National Average
0 | 312323201300 |  |  | Cycle hauling(wait, load, travel, unload or dump & return) time per cycle, excavated or borrow, loose cubic yards, 20 min load/wait/unload, 12 C.Y. truck, cycle 30 miles, 45 MPH, excludes loading equipment | B34B | 96 | 0.08 | L.C.Y. | 0 | 4.08 | 5.95 | 10.03 | 0 | 0 | 0 | 0 | 0 | 6.1 | 6.55 | 12.65 | 0 | 0 | 0 | 0 | STD | Year 2020 | National Average
0 | 312323201302 |  |  | Cycle hauling(wait, load, travel, unload or dump & return) time per cycle, excavated or borrow, loose cubic yards, 20 min load/wait/unload, 12 C.Y. truck, cycle 40 miles, 45 MPH, excludes loading equipment | B34B | 72 | 0.11 | L.C.Y. | 0 | 5.45 | 7.95 | 13.4 | 0 | 0 | 0 | 0 | 0 | 8.15 | 8.75 | 16.9 | 0 | 0 | 0 | 0 | STD | Year 2020 | National Average
0 | 312323201304 |  |  | Cycle hauling(wait, load, travel, unload or dump & return) time per cycle, excavated or borrow, loose cubic yards, 20 min load/wait/unload, 12 C.Y. truck, cycle 50 miles, 45 MPH, excludes loading equipment | B34B | 60 | 0.13 | L.C.Y. | 0 | 6.55 | 9.55 | 16.1 | 0 | 0 | 0 | 0 | 0 | 9.8 | 10.5 | 20.3 | 0 | 0 | 0 | 0 | STD | Year 2020 | National Average
0 | 312323201306 |  |  | Cycle hauling(wait, load, travel, unload or dump & return) time per cycle, excavated or borrow, loose cubic yards, 20 min load/wait/unload, 12 C.Y. truck, cycle 10 miles, 50 MPH, excludes loading equipment | B34B | 180 | 0.04 | L.C.Y. | 0 | 2.18 | 3.18 | 5.36 | 0 | 0 | 0 | 0 | 0 | 3.26 | 3.5 | 6.76 | 0 | 0 | 0 | 0 | STD | Year 2020 | National Average
0 | 312323201308 |  |  | Cycle hauling(wait, load, travel, unload or dump & return) time per cycle, excavated or borrow, loose cubic yards, 20 min load/wait/unload, 12 C.Y. truck, cycle 20 miles, 50 MPH, excludes loading equipment | B34B | 132 | 0.06 | L.C.Y. | 0 | 2.97 | 4.34 | 7.31 | 0 | 0 | 0 | 0 | 0 | 4.45 | 4.77 | 9.22 | 0 | 0 | 0 | 0 | STD | Year 2020 | National Average
0 | 312323201310 |  |  | Cycle hauling(wait, load, travel, unload or dump & return) time per cycle, excavated or borrow, loose cubic yards, 20 min load/wait/unload, 12 C.Y. truck, cycle 30 miles, 50 MPH, excludes loading equipment | B34B | 96 | 0.08 | L.C.Y. | 0 | 4.08 | 5.95 | 10.03 | 0 | 0 | 0 | 0 | 0 | 6.1 | 6.55 | 12.65 | 0 | 0 | 0 | 0 | STD | Year 2020 | National Average
0 | 312323201312 |  |  | Cycle hauling(wait, load, travel, unload or dump & return) time per cycle, excavated or borrow, loose cubic yards, 20 min load/wait/unload, 12 C.Y. truck, cycle 40 miles, 50 MPH, excludes loading equipment | B34B | 84 | 0.1 | L.C.Y. | 0 | 4.66 | 6.8 | 11.46 | 0 | 0 | 0 | 0 | 0 | 7 | 7.5 | 14.5 | 0 | 0 | 0 | 0 | STD | Year 2020 | National Average
0 | 312323201314 |  |  | Cycle hauling(wait, load, travel, unload or dump & return) time per cycle, excavated or borrow, loose cubic yards, 20 min load/wait/unload, 12 C.Y. truck, cycle 50 miles, 50 MPH, excludes loading equipment | B34B | 72 | 0.11 | L.C.Y. | 0 | 5.45 | 7.95 | 13.4 | 0 | 0 | 0 | 0 | 0 | 8.15 | 8.75 | 16.9 | 0 | 0 | 0 | 0 | STD | Year 2020 | National Average
0 | 312323201414 |  |  | Cycle hauling(wait, load, travel, unload or dump & return) time per cycle, excavated or borrow, loose cubic yards, 25 min load/wait/unload, 12 C.Y. truck, cycle 0.5 mile, 15 MPH, excludes loading equipment | B34B | 204 | 0.04 | L.C.Y. | 0 | 1.92 | 2.81 | 4.73 | 0 | 0 | 0 | 0 | 0 | 2.88 | 3.09 | 5.97 | 0 | 0 | 0 | 0 | STD | Year 2020 | National Average
0 | 312323201416 |  |  | Cycle hauling(wait, load, travel, unload or dump & return) time per cycle, excavated or borrow, loose cubic yards, 25 min load/wait/unload, 12 C.Y. truck, cycle 1 mile, 15 MPH, excludes loading equipment | B34B | 192 | 0.04 | L.C.Y. | 0 | 2.04 | 2.98 | 5.02 | 0 | 0 | 0 | 0 | 0 | 3.06 | 3.28 | 6.34 | 0 | 0 | 0 | 0 | STD | Year 2020 | National Average
0 | 312323201418 |  |  | Cycle hauling(wait, load, travel, unload or dump & return) time per cycle, excavated or borrow, loose cubic yards, 25 min load/wait/unload, 12 C.Y. truck, cycle 2 miles, 15 MPH, excludes loading equipment | B34B | 168 | 0.05 | L.C.Y. | 0 | 2.33 | 3.41 | 5.74 | 0 | 0 | 0 | 0 | 0 | 3.49 | 3.75 | 7.24 | 0 | 0 | 0 | 0 | STD | Year 2020 | National Average
0 | 312323201420 |  |  | Cycle hauling(wait, load, travel, unload or dump & return) time per cycle, excavated or borrow, loose cubic yards, 25 min load/wait/unload, 12 C.Y. truck, cycle 4 miles, 15 MPH, excludes loading equipment | B34B | 132 | 0.06 | L.C.Y. | 0 | 2.97 | 4.34 | 7.31 | 0 | 0 | 0 | 0 | 0 | 4.45 | 4.77 | 9.22 | 0 | 0 | 0 | 0 | STD | Year 2020 | National Average
0 | 312323201422 |  |  | Cycle hauling(wait, load, travel, unload or dump & return) time per cycle, excavated or borrow, loose cubic yards, 25 min load/wait/unload, 12 C.Y. truck, cycle 6 miles, 15 MPH, excludes loading equipment | B34B | 120 | 0.07 | L.C.Y. | 0 | 3.26 | 4.77 | 8.03 | 0 | 0 | 0 | 0 | 0 | 4.89 | 5.25 | 10.14 | 0 | 0 | 0 | 0 | STD | Year 2020 | National Average
0 | 312323201424 |  |  | Cycle hauling(wait, load, travel, unload or dump & return) time per cycle, excavated or borrow, loose cubic yards, 25 min load/wait/unload, 12 C.Y. truck, cycle 8 miles, 15 MPH, excludes loading equipment | B34B | 96 | 0.08 | L.C.Y. | 0 | 4.08 | 5.95 | 10.03 | 0 | 0 | 0 | 0 | 0 | 6.1 | 6.55 | 12.65 | 0 | 0 | 0 | 0 | STD | Year 2020 | National Average
0 | 312323201425 |  |  | Cycle hauling(wait, load, travel, unload or dump & return) time per cycle, excavated or borrow, loose cubic yards, 25 min load/wait/unload, 12 C.Y. truck, cycle 10 miles, 15 MPH, excludes loading equipment | B34B | 84 | 0.1 | L.C.Y. | 0 | 4.66 | 6.8 | 11.46 | 0 | 0 | 0 | 0 | 0 | 7 | 7.5 | 14.5 | 0 | 0 | 0 | 0 | STD | Year 2020 | National Average
0 | 312323201426 |  |  | Cycle hauling(wait, load, travel, unload or dump & return) time per cycle, excavated or borrow, loose cubic yards, 25 min load/wait/unload, 12 C.Y. truck, cycle 0.5 mile, 20 MPH, excludes loading equipment | B34B | 216 | 0.04 | L.C.Y. | 0 | 1.81 | 2.65 | 4.46 | 0 | 0 | 0 | 0 | 0 | 2.72 | 2.92 | 5.64 | 0 | 0 | 0 | 0 | STD | Year 2020 | National Average
0 | 312323201428 |  |  | Cycle hauling(wait, load, travel, unload or dump & return) time per cycle, excavated or borrow, loose cubic yards, 25 min load/wait/unload, 12 C.Y. truck, cycle 1 mile, 20 MPH, excludes loading equipment | B34B | 204 | 0.04 | L.C.Y. | 0 | 1.92 | 2.81 | 4.73 | 0 | 0 | 0 | 0 | 0 | 2.88 | 3.09 | 5.97 | 0 | 0 | 0 | 0 | STD | Year 2020 | National Average
0 | 312323201430 |  |  | Cycle hauling(wait, load, travel, unload or dump & return) time per cycle, excavated or borrow, loose cubic yards, 25 min load/wait/unload, 12 C.Y. truck, cycle 2 miles, 20 MPH, excludes loading equipment | B34B | 180 | 0.04 | L.C.Y. | 0 | 2.18 | 3.18 | 5.36 | 0 | 0 | 0 | 0 | 0 | 3.26 | 3.5 | 6.76 | 0 | 0 | 0 | 0 | STD | Year 2020 | National Average
0 | 312323201432 |  |  | Cycle hauling(wait, load, travel, unload or dump & return) time per cycle, excavated or borrow, loose cubic yards, 25 min load/wait/unload, 12 C.Y. truck, cycle 4 miles, 20 MPH, excludes loading equipment | B34B | 156 | 0.05 | L.C.Y. | 0 | 2.51 | 3.67 | 6.18 | 0 | 0 | 0 | 0 | 0 | 3.76 | 4.04 | 7.8 | 0 | 0 | 0 | 0 | STD | Year 2020 | National Average
0 | 312323201434 |  |  | Cycle hauling(wait, load, travel, unload or dump & return) time per cycle, excavated or borrow, loose cubic yards, 25 min load/wait/unload, 12 C.Y. truck, cycle 6 miles, 20 MPH, excludes loading equipment | B34B | 132 | 0.06 | L.C.Y. | 0 | 2.97 | 4.34 | 7.31 | 0 | 0 | 0 | 0 | 0 | 4.45 | 4.77 | 9.22 | 0 | 0 | 0 | 0 | STD | Year 2020 | National Average
0 | 312323201436 |  |  | Cycle hauling(wait, load, travel, unload or dump & return) time per cycle, excavated or borrow, loose cubic yards, 25 min load/wait/unload, 12 C.Y. truck, cycle 8 miles, 20 MPH, excludes loading equipment | B34B | 120 | 0.07 | L.C.Y. | 0 | 3.26 | 4.77 | 8.03 | 0 | 0 | 0 | 0 | 0 | 4.89 | 5.25 | 10.14 | 0 | 0 | 0 | 0 | STD | Year 2020 | National Average
0 | 312323201438 |  |  | Cycle hauling(wait, load, travel, unload or dump & return) time per cycle, excavated or borrow, loose cubic yards, 25 min load/wait/unload, 12 C.Y. truck, cycle 10 miles, 20 MPH, excludes loading equipment | B34B | 96 | 0.08 | L.C.Y. | 0 | 4.08 | 5.95 | 10.03 | 0 | 0 | 0 | 0 | 0 | 6.1 | 6.55 | 12.65 | 0 | 0 | 0 | 0 | STD | Year 2020 | National Average
0 | 312323201440 |  |  | Cycle hauling(wait, load, travel, unload or dump & return) time per cycle, excavated or borrow, loose cubic yards, 25 min load/wait/unload, 12 C.Y. truck, cycle 4 miles, 25 MPH, excludes loading equipment | B34B | 168 | 0.05 | L.C.Y. | 0 | 2.33 | 3.41 | 5.74 | 0 | 0 | 0 | 0 | 0 | 3.49 | 3.75 | 7.24 | 0 | 0 | 0 | 0 | STD | Year 2020 | National Average
0 | 312323201442 |  |  | Cycle hauling(wait, load, travel, unload or dump & return) time per cycle, excavated or borrow, loose cubic yards, 25 min load/wait/unload, 12 C.Y. truck, cycle 6 miles, 25 MPH, excludes loading equipment | B34B | 144 | 0.06 | L.C.Y. | 0 | 2.72 | 3.98 | 6.7 | 0 | 0 | 0 | 0 | 0 | 4.08 | 4.38 | 8.46 | 0 | 0 | 0 | 0 | STD | Year 2020 | National Average
0 | 312323201444 |  |  | Cycle hauling(wait, load, travel, unload or dump & return) time per cycle, excavated or borrow, loose cubic yards, 25 min load/wait/unload, 12 C.Y. truck, cycle 8 miles, 25 MPH, excludes loading equipment | B34B | 132 | 0.06 | L.C.Y. | 0 | 2.97 | 4.34 | 7.31 | 0 | 0 | 0 | 0 | 0 | 4.45 | 4.77 | 9.22 | 0 | 0 | 0 | 0 | STD | Year 2020 | National Average
0 | 312323201446 |  |  | Cycle hauling(wait, load, travel, unload or dump & return) time per cycle, excavated or borrow, loose cubic yards, 25 min load/wait/unload, 12 C.Y. truck, cycle 10 miles, 25 MPH, excludes loading equipment | B34B | 108 | 0.07 | L.C.Y. | 0 | 3.63 | 5.3 | 8.93 | 0 | 0 | 0 | 0 | 0 | 5.45 | 5.85 | 11.3 | 0 | 0 | 0 | 0 | STD | Year 2020 | National Average
0 | 312323201450 |  |  | Cycle hauling(wait, load, travel, unload or dump & return) time per cycle, excavated or borrow, loose cubic yards, 25 min load/wait/unload, 12 C.Y. truck, cycle 4 miles, 30 MPH, excludes loading equipment | B34B | 168 | 0.05 | L.C.Y. | 0 | 2.33 | 3.41 | 5.74 | 0 | 0 | 0 | 0 | 0 | 3.49 | 3.75 | 7.24 | 0 | 0 | 0 | 0 | STD | Year 2020 | National Average
0 | 312323201452 |  |  | Cycle hauling(wait, load, travel, unload or dump & return) time per cycle, excavated or borrow, loose cubic yards, 25 min load/wait/unload, 12 C.Y. truck, cycle 6 miles, 30 MPH, excludes loading equipment | B34B | 156 | 0.05 | L.C.Y. | 0 | 2.51 | 3.67 | 6.18 | 0 | 0 | 0 | 0 | 0 | 3.76 | 4.04 | 7.8 | 0 | 0 | 0 | 0 | STD | Year 2020 | National Average
0 | 312323201454 |  |  | Cycle hauling(wait, load, travel, unload or dump & return) time per cycle, excavated or borrow, loose cubic yards, 25 min load/wait/unload, 12 C.Y. truck, cycle 8 miles, 30 MPH, excludes loading equipment | B34B | 132 | 0.06 | L.C.Y. | 0 | 2.97 | 4.34 | 7.31 | 0 | 0 | 0 | 0 | 0 | 4.45 | 4.77 | 9.22 | 0 | 0 | 0 | 0 | STD | Year 2020 | National Average
0 | 312323201456 |  |  | Cycle hauling(wait, load, travel, unload or dump & return) time per cycle, excavated or borrow, loose cubic yards, 25 min load/wait/unload, 12 C.Y. truck, cycle 10 miles, 30 MPH, excludes loading equipment | B34B | 120 | 0.07 | L.C.Y. | 0 | 3.26 | 4.77 | 8.03 | 0 | 0 | 0 | 0 | 0 | 4.89 | 5.25 | 10.14 | 0 | 0 | 0 | 0 | STD | Year 2020 | National Average
0 | 312323201460 |  |  | Cycle hauling(wait, load, travel, unload or dump & return) time per cycle, excavated or borrow, loose cubic yards, 25 min load/wait/unload, 12 C.Y. truck, cycle 4 miles, 35 MPH, excludes loading equipment | B34B | 180 | 0.04 | L.C.Y. | 0 | 2.18 | 3.18 | 5.36 | 0 | 0 | 0 | 0 | 0 | 3.26 | 3.5 | 6.76 | 0 | 0 | 0 | 0 | STD | Year 2020 | National Average
0 | 312323201462 |  |  | Cycle hauling(wait, load, travel, unload or dump & return) time per cycle, excavated or borrow, loose cubic yards, 25 min load/wait/unload, 12 C.Y. truck, cycle 6 miles, 35 MPH, excludes loading equipment | B34B | 156 | 0.05 | L.C.Y. | 0 | 2.51 | 3.67 | 6.18 | 0 | 0 | 0 | 0 | 0 | 3.76 | 4.04 | 7.8 | 0 | 0 | 0 | 0 | STD | Year 2020 | National Average
0 | 312323201464 |  |  | Cycle hauling(wait, load, travel, unload or dump & return) time per cycle, excavated or borrow, loose cubic yards, 25 min load/wait/unload, 12 C.Y. truck, cycle 8 miles, 35 MPH, excludes loading equipment | B34B | 144 | 0.06 | L.C.Y. | 0 | 2.72 | 3.98 | 6.7 | 0 | 0 | 0 | 0 | 0 | 4.08 | 4.38 | 8.46 | 0 | 0 | 0 | 0 | STD | Year 2020 | National Average
0 | 312323201466 |  |  | Cycle hauling(wait, load, travel, unload or dump & return) time per cycle, excavated or borrow, loose cubic yards, 25 min load/wait/unload, 12 C.Y. truck, cycle 10 miles, 35 MPH, excludes loading equipment | B34B | 132 | 0.06 | L.C.Y. | 0 | 2.97 | 4.34 | 7.31 | 0 | 0 | 0 | 0 | 0 | 4.45 | 4.77 | 9.22 | 0 | 0 | 0 | 0 | STD | Year 2020 | National Average
0 | 312323201468 |  |  | Cycle hauling(wait, load, travel, unload or dump & return) time per cycle, excavated or borrow, loose cubic yards, 25 min load/wait/unload, 12 C.Y. truck, cycle 20 miles, 35 MPH, excludes loading equipment | B34B | 96 | 0.08 | L.C.Y. | 0 | 4.08 | 5.95 | 10.03 | 0 | 0 | 0 | 0 | 0 | 6.1 | 6.55 | 12.65 | 0 | 0 | 0 | 0 | STD | Year 2020 | National Average
0 | 312323201469 |  |  | Cycle hauling(wait, load, travel, unload or dump & return) time per cycle, excavated or borrow, loose cubic yards, 25 min load/wait/unload, 12 C.Y. truck, cycle 30 miles, 35 MPH, excludes loading equipment | B34B | 72 | 0.11 | L.C.Y. | 0 | 5.45 | 7.95 | 13.4 | 0 | 0 | 0 | 0 | 0 | 8.15 | 8.75 | 16.9 | 0 | 0 | 0 | 0 | STD | Year 2020 | National Average
0 | 312323201470 |  |  | Cycle hauling(wait, load, travel, unload or dump & return) time per cycle, excavated or borrow, loose cubic yards, 25 min load/wait/unload, 12 C.Y. truck, cycle 40 miles, 35 MPH, excludes loading equipment | B34B | 60 | 0.13 | L.C.Y. | 0 | 6.55 | 9.55 | 16.1 | 0 | 0 | 0 | 0 | 0 | 9.8 | 10.5 | 20.3 | 0 | 0 | 0 | 0 | STD | Year 2020 | National Average
0 | 312323201472 |  |  | Cycle hauling(wait, load, travel, unload or dump & return) time per cycle, excavated or borrow, loose cubic yards, 25 min load/wait/unload, 12 C.Y. truck, cycle 6 miles, 40 MPH, excludes loading equipment | B34B | 168 | 0.05 | L.C.Y. | 0 | 2.33 | 3.41 | 5.74 | 0 | 0 | 0 | 0 | 0 | 3.49 | 3.75 | 7.24 | 0 | 0 | 0 | 0 | STD | Year 2020 | National Average
0 | 312323201474 |  |  | Cycle hauling(wait, load, travel, unload or dump & return) time per cycle, excavated or borrow, loose cubic yards, 25 min load/wait/unload, 12 C.Y. truck, cycle 8 miles, 40 MPH, excludes loading equipment | B34B | 156 | 0.05 | L.C.Y. | 0 | 2.51 | 3.67 | 6.18 | 0 | 0 | 0 | 0 | 0 | 3.76 | 4.04 | 7.8 | 0 | 0 | 0 | 0 | STD | Year 2020 | National Average
0 | 312323201476 |  |  | Cycle hauling(wait, load, travel, unload or dump & return) time per cycle, excavated or borrow, loose cubic yards, 25 min load/wait/unload, 12 C.Y. truck, cycle 10 miles, 40 MPH, excludes loading equipment | B34B | 144 | 0.06 | L.C.Y. | 0 | 2.72 | 3.98 | 6.7 | 0 | 0 | 0 | 0 | 0 | 4.08 | 4.38 | 8.46 | 0 | 0 | 0 | 0 | STD | Year 2020 | National Average
0 | 312323201478 |  |  | Cycle hauling(wait, load, travel, unload or dump & return) time per cycle, excavated or borrow, loose cubic yards, 25 min load/wait/unload, 12 C.Y. truck, cycle 20 miles, 40 MPH, excludes loading equipment | B34B | 96 | 0.08 | L.C.Y. | 0 | 4.08 | 5.95 | 10.03 | 0 | 0 | 0 | 0 | 0 | 6.1 | 6.55 | 12.65 | 0 | 0 | 0 | 0 | STD | Year 2020 | National Average
0 | 312323201480 |  |  | Cycle hauling(wait, load, travel, unload or dump & return) time per cycle, excavated or borrow, loose cubic yards, 25 min load/wait/unload, 12 C.Y. truck, cycle 30 miles, 40 MPH, excludes loading equipment | B34B | 84 | 0.1 | L.C.Y. | 0 | 4.66 | 6.8 | 11.46 | 0 | 0 | 0 | 0 | 0 | 7 | 7.5 | 14.5 | 0 | 0 | 0 | 0 | STD | Year 2020 | National Average
0 | 312323201482 |  |  | Cycle hauling(wait, load, travel, unload or dump & return) time per cycle, excavated or borrow, loose cubic yards, 25 min load/wait/unload, 12 C.Y. truck, cycle 40 miles, 40 MPH, excludes loading equipment | B34B | 60 | 0.13 | L.C.Y. | 0 | 6.55 | 9.55 | 16.1 | 0 | 0 | 0 | 0 | 0 | 9.8 | 10.5 | 20.3 | 0 | 0 | 0 | 0 | STD | Year 2020 | National Average
0 | 312323201484 |  |  | Cycle hauling(wait, load, travel, unload or dump & return) time per cycle, excavated or borrow, loose cubic yards, 25 min load/wait/unload, 12 C.Y. truck, cycle 50 miles, 40 MPH, excludes loading equipment | B34B | 60 | 0.13 | L.C.Y. | 0 | 6.55 | 9.55 | 16.1 | 0 | 0 | 0 | 0 | 0 | 9.8 | 10.5 | 20.3 | 0 | 0 | 0 | 0 | STD | Year 2020 | National Average
0 | 312323201494 |  |  | Cycle hauling(wait, load, travel, unload or dump & return) time per cycle, excavated or borrow, loose cubic yards, 25 min load/wait/unload, 12 C.Y. truck, cycle 8 miles, 45 MPH, excludes loading equipment | B34B | 156 | 0.05 | L.C.Y. | 0 | 2.51 | 3.67 | 6.18 | 0 | 0 | 0 | 0 | 0 | 3.76 | 4.04 | 7.8 | 0 | 0 | 0 | 0 | STD | Year 2020 | National Average
0 | 312323201496 |  |  | Cycle hauling(wait, load, travel, unload or dump & return) time per cycle, excavated or borrow, loose cubic yards, 25 min load/wait/unload, 12 C.Y. truck, cycle 10 miles, 45 MPH, excludes loading equipment | B34B | 144 | 0.06 | L.C.Y. | 0 | 2.72 | 3.98 | 6.7 | 0 | 0 | 0 | 0 | 0 | 4.08 | 4.38 | 8.46 | 0 | 0 | 0 | 0 | STD | Year 2020 | National Average
0 | 312323201498 |  |  | Cycle hauling(wait, load, travel, unload or dump & return) time per cycle, excavated or borrow, loose cubic yards, 25 min load/wait/unload, 12 C.Y. truck, cycle 20 miles, 45 MPH, excludes loading equipment | B34B | 108 | 0.07 | L.C.Y. | 0 | 3.63 | 5.3 | 8.93 | 0 | 0 | 0 | 0 | 0 | 5.45 | 5.85 | 11.3 | 0 | 0 | 0 | 0 | STD | Year 2020 | National Average
0 | 312323201500 |  |  | Cycle hauling(wait, load, travel, unload or dump & return) time per cycle, excavated or borrow, loose cubic yards, 25 min load/wait/unload, 12 C.Y. truck, cycle 30 miles, 45 MPH, excludes loading equipment | B34B | 84 | 0.1 | L.C.Y. | 0 | 4.66 | 6.8 | 11.46 | 0 | 0 | 0 | 0 | 0 | 7 | 7.5 | 14.5 | 0 | 0 | 0 | 0 | STD | Year 2020 | National Average
0 | 312323201502 |  |  | Cycle hauling(wait, load, travel, unload or dump & return) time per cycle, excavated or borrow, loose cubic yards, 25 min load/wait/unload, 12 C.Y. truck, cycle 40 miles, 45 MPH, excludes loading equipment | B34B | 72 | 0.11 | L.C.Y. | 0 | 5.45 | 7.95 | 13.4 | 0 | 0 | 0 | 0 | 0 | 8.15 | 8.75 | 16.9 | 0 | 0 | 0 | 0 | STD | Year 2020 | National Average
0 | 312323201504 |  |  | Cycle hauling(wait, load, travel, unload or dump & return) time per cycle, excavated or borrow, loose cubic yards, 25 min load/wait/unload, 12 C.Y. truck, cycle 50 miles, 45 MPH, excludes loading equipment | B34B | 60 | 0.13 | L.C.Y. | 0 | 6.55 | 9.55 | 16.1 | 0 | 0 | 0 | 0 | 0 | 9.8 | 10.5 | 20.3 | 0 | 0 | 0 | 0 | STD | Year 2020 | National Average
0 | 312323201506 |  |  | Cycle hauling(wait, load, travel, unload or dump & return) time per cycle, excavated or borrow, loose cubic yards, 25 min load/wait/unload, 12 C.Y. truck, cycle 10 miles, 50 MPH, excludes loading equipment | B34B | 156 | 0.05 | L.C.Y. | 0 | 2.51 | 3.67 | 6.18 | 0 | 0 | 0 | 0 | 0 | 3.76 | 4.04 | 7.8 | 0 | 0 | 0 | 0 | STD | Year 2020 | National Average
0 | 312323201508 |  |  | Cycle hauling(wait, load, travel, unload or dump & return) time per cycle, excavated or borrow, loose cubic yards, 25 min load/wait/unload, 12 C.Y. truck, cycle 20 miles, 50 MPH, excludes loading equipment | B34B | 120 | 0.07 | L.C.Y. | 0 | 3.26 | 4.77 | 8.03 | 0 | 0 | 0 | 0 | 0 | 4.89 | 5.25 | 10.14 | 0 | 0 | 0 | 0 | STD | Year 2020 | National Average
0 | 312323201510 |  |  | Cycle hauling(wait, load, travel, unload or dump & return) time per cycle, excavated or borrow, loose cubic yards, 25 min load/wait/unload, 12 C.Y. truck, cycle 30 miles, 50 MPH, excludes loading equipment | B34B | 96 | 0.08 | L.C.Y. | 0 | 4.08 | 5.95 | 10.03 | 0 | 0 | 0 | 0 | 0 | 6.1 | 6.55 | 12.65 | 0 | 0 | 0 | 0 | STD | Year 2020 | National Average
0 | 312323201512 |  |  | Cycle hauling(wait, load, travel, unload or dump & return) time per cycle, excavated or borrow, loose cubic yards, 25 min load/wait/unload, 12 C.Y. truck, cycle 40 miles, 50 MPH, excludes loading equipment | B34B | 72 | 0.11 | L.C.Y. | 0 | 5.45 | 7.95 | 13.4 | 0 | 0 | 0 | 0 | 0 | 8.15 | 8.75 | 16.9 | 0 | 0 | 0 | 0 | STD | Year 2020 | National Average
0 | 312323201514 |  |  | Cycle hauling(wait, load, travel, unload or dump & return) time per cycle, excavated or borrow, loose cubic yards, 25 min load/wait/unload, 12 C.Y. truck, cycle 50 miles, 50 MPH, excludes loading equipment | B34B | 60 | 0.13 | L.C.Y. | 0 | 6.55 | 9.55 | 16.1 | 0 | 0 | 0 | 0 | 0 | 9.8 | 10.5 | 20.3 | 0 | 0 | 0 | 0 | STD | Year 2020 | National Average
0 | 312323201614 |  |  | Cycle hauling(wait, load, travel, unload or dump & return) time per cycle, excavated or borrow, loose cubic yards, 30 min load/wait/unload, 12 C.Y. truck, cycle 0.5 mile, 15 MPH, excludes loading equipment | B34B | 180 | 0.04 | L.C.Y. | 0 | 2.18 | 3.18 | 5.36 | 0 | 0 | 0 | 0 | 0 | 3.26 | 3.5 | 6.76 | 0 | 0 | 0 | 0 | STD | Year 2020 | National Average
0 | 312323201616 |  |  | Cycle hauling(wait, load, travel, unload or dump & return) time per cycle, excavated or borrow, loose cubic yards, 30 min load/wait/unload, 12 C.Y. truck, cycle 1 mile, 15 MPH, excludes loading equipment | B34B | 168 | 0.05 | L.C.Y. | 0 | 2.33 | 3.41 | 5.74 | 0 | 0 | 0 | 0 | 0 | 3.49 | 3.75 | 7.24 | 0 | 0 | 0 | 0 | STD | Year 2020 | National Average
0 | 312323201618 |  |  | Cycle hauling(wait, load, travel, unload or dump & return) time per cycle, excavated or borrow, loose cubic yards, 30 min load/wait/unload, 12 C.Y. truck, cycle 2 miles, 15 MPH, excludes loading equipment | B34B | 144 | 0.06 | L.C.Y. | 0 | 2.72 | 3.98 | 6.7 | 0 | 0 | 0 | 0 | 0 | 4.08 | 4.38 | 8.46 | 0 | 0 | 0 | 0 | STD | Year 2020 | National Average
0 | 312323201620 |  |  | Cycle hauling(wait, load, travel, unload or dump & return) time per cycle, excavated or borrow, loose cubic yards, 30 min load/wait/unload, 12 C.Y. truck, cycle 4 miles, 15 MPH, excludes loading equipment | B34B | 120 | 0.07 | L.C.Y. | 0 | 3.26 | 4.77 | 8.03 | 0 | 0 | 0 | 0 | 0 | 4.89 | 5.25 | 10.14 | 0 | 0 | 0 | 0 | STD | Year 2020 | National Average
0 | 312323201622 |  |  | Cycle hauling(wait, load, travel, unload or dump & return) time per cycle, excavated or borrow, loose cubic yards, 30 min load/wait/unload, 12 C.Y. truck, cycle 6 miles, 15 MPH, excludes loading equipment | B34B | 108 | 0.07 | L.C.Y. | 0 | 3.63 | 5.3 | 8.93 | 0 | 0 | 0 | 0 | 0 | 5.45 | 5.85 | 11.3 | 0 | 0 | 0 | 0 | STD | Year 2020 | National Average
0 | 312323201624 |  |  | Cycle hauling(wait, load, travel, unload or dump & return) time per cycle, excavated or borrow, loose cubic yards, 30 min load/wait/unload, 12 C.Y. truck, cycle 8 miles, 15 MPH, excludes loading equipment | B34B | 84 | 0.1 | L.C.Y. | 0 | 4.66 | 6.8 | 11.46 | 0 | 0 | 0 | 0 | 0 | 7 | 7.5 | 14.5 | 0 | 0 | 0 | 0 | STD | Year 2020 | National Average
0 | 312323201625 |  |  | Cycle hauling(wait, load, travel, unload or dump & return) time per cycle, excavated or borrow, loose cubic yards, 30 min load/wait/unload, 12 C.Y. truck, cycle 10 miles, 15 MPH, excludes loading equipment | B34B | 84 | 0.1 | L.C.Y. | 0 | 4.66 | 6.8 | 11.46 | 0 | 0 | 0 | 0 | 0 | 7 | 7.5 | 14.5 | 0 | 0 | 0 | 0 | STD | Year 2020 | National Average
0 | 312323201626 |  |  | Cycle hauling(wait, load, travel, unload or dump & return) time per cycle, excavated or borrow, loose cubic yards, 30 min load/wait/unload, 12 C.Y. truck, cycle 0.5 mile, 20 MPH, excludes loading equipment | B34B | 180 | 0.04 | L.C.Y. | 0 | 2.18 | 3.18 | 5.36 | 0 | 0 | 0 | 0 | 0 | 3.26 | 3.5 | 6.76 | 0 | 0 | 0 | 0 | STD | Year 2020 | National Average
0 | 312323201628 |  |  | Cycle hauling(wait, load, travel, unload or dump & return) time per cycle, excavated or borrow, loose cubic yards, 30 min load/wait/unload, 12 C.Y. truck, cycle 1 mile, 20 MPH, excludes loading equipment | B34B | 168 | 0.05 | L.C.Y. | 0 | 2.33 | 3.41 | 5.74 | 0 | 0 | 0 | 0 | 0 | 3.49 | 3.75 | 7.24 | 0 | 0 | 0 | 0 | STD | Year 2020 | National Average
0 | 312323201630 |  |  | Cycle hauling(wait, load, travel, unload or dump & return) time per cycle, excavated or borrow, loose cubic yards, 30 min load/wait/unload, 12 C.Y. truck, cycle 2 miles, 20 MPH, excludes loading equipment | B34B | 156 | 0.05 | L.C.Y. | 0 | 2.51 | 3.67 | 6.18 | 0 | 0 | 0 | 0 | 0 | 3.76 | 4.04 | 7.8 | 0 | 0 | 0 | 0 | STD | Year 2020 | National Average
0 | 312323201632 |  |  | Cycle hauling(wait, load, travel, unload or dump & return) time per cycle, excavated or borrow, loose cubic yards, 30 min load/wait/unload, 12 C.Y. truck, cycle 4 miles, 20 MPH, excludes loading equipment | B34B | 132 | 0.06 | L.C.Y. | 0 | 2.97 | 4.34 | 7.31 | 0 | 0 | 0 | 0 | 0 | 4.45 | 4.77 | 9.22 | 0 | 0 | 0 | 0 | STD | Year 2020 | National Average
0 | 312323201634 |  |  | Cycle hauling(wait, load, travel, unload or dump & return) time per cycle, excavated or borrow, loose cubic yards, 30 min load/wait/unload, 12 C.Y. truck, cycle 6 miles, 20 MPH, excludes loading equipment | B34B | 120 | 0.07 | L.C.Y. | 0 | 3.26 | 4.77 | 8.03 | 0 | 0 | 0 | 0 | 0 | 4.89 | 5.25 | 10.14 | 0 | 0 | 0 | 0 | STD | Year 2020 | National Average
0 | 312323201636 |  |  | Cycle hauling(wait, load, travel, unload or dump & return) time per cycle, excavated or borrow, loose cubic yards, 30 min load/wait/unload, 12 C.Y. truck, cycle 8 miles, 20 MPH, excludes loading equipment | B34B | 108 | 0.07 | L.C.Y. | 0 | 3.63 | 5.3 | 8.93 | 0 | 0 | 0 | 0 | 0 | 5.45 | 5.85 | 11.3 | 0 | 0 | 0 | 0 | STD | Year 2020 | National Average
0 | 312323201638 |  |  | Cycle hauling(wait, load, travel, unload or dump & return) time per cycle, excavated or borrow, loose cubic yards, 30 min load/wait/unload, 12 C.Y. truck, cycle 10 miles, 20 MPH, excludes loading equipment | B34B | 96 | 0.08 | L.C.Y. | 0 | 4.08 | 5.95 | 10.03 | 0 | 0 | 0 | 0 | 0 | 6.1 | 6.55 | 12.65 | 0 | 0 | 0 | 0 | STD | Year 2020 | National Average
0 | 312323201640 |  |  | Cycle hauling(wait, load, travel, unload or dump & return) time per cycle, excavated or borrow, loose cubic yards, 30 min load/wait/unload, 12 C.Y. truck, cycle 4 miles, 25 MPH, excludes loading equipment | B34B | 144 | 0.06 | L.C.Y. | 0 | 2.72 | 3.98 | 6.7 | 0 | 0 | 0 | 0 | 0 | 4.08 | 4.38 | 8.46 | 0 | 0 | 0 | 0 | STD | Year 2020 | National Average
0 | 312323201642 |  |  | Cycle hauling(wait, load, travel, unload or dump & return) time per cycle, excavated or borrow, loose cubic yards, 30 min load/wait/unload, 12 C.Y. truck, cycle 6 miles, 25 MPH, excludes loading equipment | B34B | 132 | 0.06 | L.C.Y. | 0 | 2.97 | 4.34 | 7.31 | 0 | 0 | 0 | 0 | 0 | 4.45 | 4.77 | 9.22 | 0 | 0 | 0 | 0 | STD | Year 2020 | National Average
0 | 312323201644 |  |  | Cycle hauling(wait, load, travel, unload or dump & return) time per cycle, excavated or borrow, loose cubic yards, 30 min load/wait/unload, 12 C.Y. truck, cycle 8 miles, 25 MPH, excludes loading equipment | B34B | 108 | 0.07 | L.C.Y. | 0 | 3.63 | 5.3 | 8.93 | 0 | 0 | 0 | 0 | 0 | 5.45 | 5.85 | 11.3 | 0 | 0 | 0 | 0 | STD | Year 2020 | National Average
0 | 312323201646 |  |  | Cycle hauling(wait, load, travel, unload or dump & return) time per cycle, excavated or borrow, loose cubic yards, 30 min load/wait/unload, 12 C.Y. truck, cycle 10 miles, 25 MPH, excludes loading equipment | B34B | 108 | 0.07 | L.C.Y. | 0 | 3.63 | 5.3 | 8.93 | 0 | 0 | 0 | 0 | 0 | 5.45 | 5.85 | 11.3 | 0 | 0 | 0 | 0 | STD | Year 2020 | National Average
0 | 312323201650 |  |  | Cycle hauling(wait, load, travel, unload or dump & return) time per cycle, excavated or borrow, loose cubic yards, 30 min load/wait/unload, 12 C.Y. truck, cycle 4 miles, 30 MPH, excludes loading equipment | B34B | 144 | 0.06 | L.C.Y. | 0 | 2.72 | 3.98 | 6.7 | 0 | 0 | 0 | 0 | 0 | 4.08 | 4.38 | 8.46 | 0 | 0 | 0 | 0 | STD | Year 2020 | National Average
0 | 312323201652 |  |  | Cycle hauling(wait, load, travel, unload or dump & return) time per cycle, excavated or borrow, loose cubic yards, 30 min load/wait/unload, 12 C.Y. truck, cycle 6 miles, 30 MPH, excludes loading equipment | B34B | 132 | 0.06 | L.C.Y. | 0 | 2.97 | 4.34 | 7.31 | 0 | 0 | 0 | 0 | 0 | 4.45 | 4.77 | 9.22 | 0 | 0 | 0 | 0 | STD | Year 2020 | National Average
0 | 312323201654 |  |  | Cycle hauling(wait, load, travel, unload or dump & return) time per cycle, excavated or borrow, loose cubic yards, 30 min load/wait/unload, 12 C.Y. truck, cycle 8 miles, 30 MPH, excludes loading equipment | B34B | 120 | 0.07 | L.C.Y. | 0 | 3.26 | 4.77 | 8.03 | 0 | 0 | 0 | 0 | 0 | 4.89 | 5.25 | 10.14 | 0 | 0 | 0 | 0 | STD | Year 2020 | National Average
0 | 312323201656 |  |  | Cycle hauling(wait, load, travel, unload or dump & return) time per cycle, excavated or borrow, loose cubic yards, 30 min load/wait/unload, 12 C.Y. truck, cycle 10 miles, 30 MPH, excludes loading equipment | B34B | 108 | 0.07 | L.C.Y. | 0 | 3.63 | 5.3 | 8.93 | 0 | 0 | 0 | 0 | 0 | 5.45 | 5.85 | 11.3 | 0 | 0 | 0 | 0 | STD | Year 2020 | National Average
0 | 312323201660 |  |  | Cycle hauling(wait, load, travel, unload or dump & return) time per cycle, excavated or borrow, loose cubic yards, 30 min load/wait/unload, 12 C.Y. truck, cycle 4 miles, 35 MPH, excludes loading equipment | B34B | 156 | 0.05 | L.C.Y. | 0 | 2.51 | 3.67 | 6.18 | 0 | 0 | 0 | 0 | 0 | 3.76 | 4.04 | 7.8 | 0 | 0 | 0 | 0 | STD | Year 2020 | National Average
0 | 312323201662 |  |  | Cycle hauling(wait, load, travel, unload or dump & return) time per cycle, excavated or borrow, loose cubic yards, 30 min load/wait/unload, 12 C.Y. truck, cycle 6 miles, 35 MPH, excludes loading equipment | B34B | 144 | 0.06 | L.C.Y. | 0 | 2.72 | 3.98 | 6.7 | 0 | 0 | 0 | 0 | 0 | 4.08 | 4.38 | 8.46 | 0 | 0 | 0 | 0 | STD | Year 2020 | National Average
0 | 312323201664 |  |  | Cycle hauling(wait, load, travel, unload or dump & return) time per cycle, excavated or borrow, loose cubic yards, 30 min load/wait/unload, 12 C.Y. truck, cycle 8 miles, 35 MPH, excludes loading equipment | B34B | 132 | 0.06 | L.C.Y. | 0 | 2.97 | 4.34 | 7.31 | 0 | 0 | 0 | 0 | 0 | 4.45 | 4.77 | 9.22 | 0 | 0 | 0 | 0 | STD | Year 2020 | National Average
0 | 312323201666 |  |  | Cycle hauling(wait, load, travel, unload or dump & return) time per cycle, excavated or borrow, loose cubic yards, 30 min load/wait/unload, 12 C.Y. truck, cycle 10 miles, 35 MPH, excludes loading equipment | B34B | 120 | 0.07 | L.C.Y. | 0 | 3.26 | 4.77 | 8.03 | 0 | 0 | 0 | 0 | 0 | 4.89 | 5.25 | 10.14 | 0 | 0 | 0 | 0 | STD | Year 2020 | National Average
0 | 312323201668 |  |  | Cycle hauling(wait, load, travel, unload or dump & return) time per cycle, excavated or borrow, loose cubic yards, 30 min load/wait/unload, 12 C.Y. truck, cycle 20 miles, 35 MPH, excludes loading equipment | B34B | 84 | 0.1 | L.C.Y. | 0 | 4.66 | 6.8 | 11.46 | 0 | 0 | 0 | 0 | 0 | 7 | 7.5 | 14.5 | 0 | 0 | 0 | 0 | STD | Year 2020 | National Average
0 | 312323201669 |  |  | Cycle hauling(wait, load, travel, unload or dump & return) time per cycle, excavated or borrow, loose cubic yards, 30 min load/wait/unload, 12 C.Y. truck, cycle 30 miles, 35 MPH, excludes loading equipment | B34B | 72 | 0.11 | L.C.Y. | 0 | 5.45 | 7.95 | 13.4 | 0 | 0 | 0 | 0 | 0 | 8.15 | 8.75 | 16.9 | 0 | 0 | 0 | 0 | STD | Year 2020 | National Average
0 | 312323201672 |  |  | Cycle hauling(wait, load, travel, unload or dump & return) time per cycle, excavated or borrow, loose cubic yards, 30 min load/wait/unload, 12 C.Y. truck, cycle 6 miles, 40 MPH, excludes loading equipment | B34B | 144 | 0.06 | L.C.Y. | 0 | 2.72 | 3.98 | 6.7 | 0 | 0 | 0 | 0 | 0 | 4.08 | 4.38 | 8.46 | 0 | 0 | 0 | 0 | STD | Year 2020 | National Average
0 | 312323201670 |  |  | Cycle hauling(wait, load, travel, unload or dump & return) time per cycle, excavated or borrow, loose cubic yards, 30 min load/wait/unload, 12 C.Y. truck, cycle 40 miles, 35 MPH, excludes loading equipment | B34B | 60 | 0.13 | L.C.Y. | 0 | 6.55 | 9.55 | 16.1 | 0 | 0 | 0 | 0 | 0 | 9.8 | 10.5 | 20.3 | 0 | 0 | 0 | 0 | STD | Year 2020 | National Average
0 | 312323201674 |  |  | Cycle hauling(wait, load, travel, unload or dump & return) time per cycle, excavated or borrow, loose cubic yards, 30 min load/wait/unload, 12 C.Y. truck, cycle 8 miles, 40 MPH, excludes loading equipment | B34B | 132 | 0.06 | L.C.Y. | 0 | 2.97 | 4.34 | 7.31 | 0 | 0 | 0 | 0 | 0 | 4.45 | 4.77 | 9.22 | 0 | 0 | 0 | 0 | STD | Year 2020 | National Average
0 | 312323201676 |  |  | Cycle hauling(wait, load, travel, unload or dump & return) time per cycle, excavated or borrow, loose cubic yards, 30 min load/wait/unload, 12 C.Y. truck, cycle 10 miles, 40 MPH, excludes loading equipment | B34B | 120 | 0.07 | L.C.Y. | 0 | 3.26 | 4.77 | 8.03 | 0 | 0 | 0 | 0 | 0 | 4.89 | 5.25 | 10.14 | 0 | 0 | 0 | 0 | STD | Year 2020 | National Average
0 | 312323201678 |  |  | Cycle hauling(wait, load, travel, unload or dump & return) time per cycle, excavated or borrow, loose cubic yards, 30 min load/wait/unload, 12 C.Y. truck, cycle 20 miles, 40 MPH, excludes loading equipment | B34B | 96 | 0.08 | L.C.Y. | 0 | 4.08 | 5.95 | 10.03 | 0 | 0 | 0 | 0 | 0 | 6.1 | 6.55 | 12.65 | 0 | 0 | 0 | 0 | STD | Year 2020 | National Average
0 | 312323201680 |  |  | Cycle hauling(wait, load, travel, unload or dump & return) time per cycle, excavated or borrow, loose cubic yards, 30 min load/wait/unload, 12 C.Y. truck, cycle 30 miles, 40 MPH, excludes loading equipment | B34B | 72 | 0.11 | L.C.Y. | 0 | 5.45 | 7.95 | 13.4 | 0 | 0 | 0 | 0 | 0 | 8.15 | 8.75 | 16.9 | 0 | 0 | 0 | 0 | STD | Year 2020 | National Average
0 | 312323201682 |  |  | Cycle hauling(wait, load, travel, unload or dump & return) time per cycle, excavated or borrow, loose cubic yards, 30 min load/wait/unload, 12 C.Y. truck, cycle 40 miles, 40 MPH, excludes loading equipment | B34B | 60 | 0.13 | L.C.Y. | 0 | 6.55 | 9.55 | 16.1 | 0 | 0 | 0 | 0 | 0 | 9.8 | 10.5 | 20.3 | 0 | 0 | 0 | 0 | STD | Year 2020 | National Average
0 | 312323201684 |  |  | Cycle hauling(wait, load, travel, unload or dump & return) time per cycle, excavated or borrow, loose cubic yards, 30 min load/wait/unload, 12 C.Y. truck, cycle 50 miles, 40 MPH, excludes loading equipment | B34B | 48 | 0.17 | L.C.Y. | 0 | 8.15 | 11.95 | 20.1 | 0 | 0 | 0 | 0 | 0 | 12.25 | 13.15 | 25.4 | 0 | 0 | 0 | 0 | STD | Year 2020 | National Average
0 | 312323201694 |  |  | Cycle hauling(wait, load, travel, unload or dump & return) time per cycle, excavated or borrow, loose cubic yards, 30 min load/wait/unload, 12 C.Y. truck, cycle 8 miles, 45 MPH, excludes loading equipment | B34B | 144 | 0.06 | L.C.Y. | 0 | 2.72 | 3.98 | 6.7 | 0 | 0 | 0 | 0 | 0 | 4.08 | 4.38 | 8.46 | 0 | 0 | 0 | 0 | STD | Year 2020 | National Average
0 | 312323201696 |  |  | Cycle hauling(wait, load, travel, unload or dump & return) time per cycle, excavated or borrow, loose cubic yards, 30 min load/wait/unload, 12 C.Y. truck, cycle 10 miles, 45 MPH, excludes loading equipment | B34B | 132 | 0.06 | L.C.Y. | 0 | 2.97 | 4.34 | 7.31 | 0 | 0 | 0 | 0 | 0 | 4.45 | 4.77 | 9.22 | 0 | 0 | 0 | 0 | STD | Year 2020 | National Average
0 | 312323201698 |  |  | Cycle hauling(wait, load, travel, unload or dump & return) time per cycle, excavated or borrow, loose cubic yards, 30 min load/wait/unload, 12 C.Y. truck, cycle 20 miles, 45 MPH, excludes loading equipment | B34B | 96 | 0.08 | L.C.Y. | 0 | 4.08 | 5.95 | 10.03 | 0 | 0 | 0 | 0 | 0 | 6.1 | 6.55 | 12.65 | 0 | 0 | 0 | 0 | STD | Year 2020 | National Average
0 | 312323201700 |  |  | Cycle hauling(wait, load, travel, unload or dump & return) time per cycle, excavated or borrow, loose cubic yards, 30 min load/wait/unload, 12 C.Y. truck, cycle 30 miles, 45 MPH, excludes loading equipment | B34B | 84 | 0.1 | L.C.Y. | 0 | 4.66 | 6.8 | 11.46 | 0 | 0 | 0 | 0 | 0 | 7 | 7.5 | 14.5 | 0 | 0 | 0 | 0 | STD | Year 2020 | National Average
0 | 312323201702 |  |  | Cycle hauling(wait, load, travel, unload or dump & return) time per cycle, excavated or borrow, loose cubic yards, 30 min load/wait/unload, 12 C.Y. truck, cycle 40 miles, 45 MPH, excludes loading equipment | B34B | 60 | 0.13 | L.C.Y. | 0 | 6.55 | 9.55 | 16.1 | 0 | 0 | 0 | 0 | 0 | 9.8 | 10.5 | 20.3 | 0 | 0 | 0 | 0 | STD | Year 2020 | National Average
0 | 312323201704 |  |  | Cycle hauling(wait, load, travel, unload or dump & return) time per cycle, excavated or borrow, loose cubic yards, 30 min load/wait/unload, 12 C.Y. truck, cycle 50 miles, 45 MPH, excludes loading equipment | B34B | 60 | 0.13 | L.C.Y. | 0 | 6.55 | 9.55 | 16.1 | 0 | 0 | 0 | 0 | 0 | 9.8 | 10.5 | 20.3 | 0 | 0 | 0 | 0 | STD | Year 2020 | National Average
0 | 312323201706 |  |  | Cycle hauling(wait, load, travel, unload or dump & return) time per cycle, excavated or borrow, loose cubic yards, 30 min load/wait/unload, 12 C.Y. truck, cycle 10 miles, 50 MPH, excludes loading equipment | B34B | 132 | 0.06 | L.C.Y. | 0 | 2.97 | 4.34 | 7.31 | 0 | 0 | 0 | 0 | 0 | 4.45 | 4.77 | 9.22 | 0 | 0 | 0 | 0 | STD | Year 2020 | National Average
0 | 312323201708 |  |  | Cycle hauling(wait, load, travel, unload or dump & return) time per cycle, excavated or borrow, loose cubic yards, 30 min load/wait/unload, 12 C.Y. truck, cycle 20 miles, 50 MPH, excludes loading equipment | B34B | 108 | 0.07 | L.C.Y. | 0 | 3.63 | 5.3 | 8.93 | 0 | 0 | 0 | 0 | 0 | 5.45 | 5.85 | 11.3 | 0 | 0 | 0 | 0 | STD | Year 2020 | National Average
0 | 312323201710 |  |  | Cycle hauling(wait, load, travel, unload or dump & return) time per cycle, excavated or borrow, loose cubic yards, 30 min load/wait/unload, 12 C.Y. truck, cycle 30 miles, 50 MPH, excludes loading equipment | B34B | 84 | 0.1 | L.C.Y. | 0 | 4.66 | 6.8 | 11.46 | 0 | 0 | 0 | 0 | 0 | 7 | 7.5 | 14.5 | 0 | 0 | 0 | 0 | STD | Year 2020 | National Average
0 | 312323201712 |  |  | Cycle hauling(wait, load, travel, unload or dump & return) time per cycle, excavated or borrow, loose cubic yards, 30 min load/wait/unload, 12 C.Y. truck, cycle 40 miles, 50 MPH, excludes loading equipment | B34B | 72 | 0.11 | L.C.Y. | 0 | 5.45 | 7.95 | 13.4 | 0 | 0 | 0 | 0 | 0 | 8.15 | 8.75 | 16.9 | 0 | 0 | 0 | 0 | STD | Year 2020 | National Average
0 | 312323201714 |  |  | Cycle hauling(wait, load, travel, unload or dump & return) time per cycle, excavated or borrow, loose cubic yards, 30 min load/wait/unload, 12 C.Y. truck, cycle 50 miles, 50 MPH, excludes loading equipment | B34B | 60 | 0.13 | L.C.Y. | 0 | 6.55 | 9.55 | 16.1 | 0 | 0 | 0 | 0 | 0 | 9.8 | 10.5 | 20.3 | 0 | 0 | 0 | 0 | STD | Year 2020 | National Average
0 | 312323202000 |  |  | Excavated or borrow, loose cubic yards, small excavation job, 8 C.Y. truck per hour, excludes loading equipment | B34A | 8 | 1 | Hr. | 0 | 49 | 53.5 | 102.5 | 0 | 0 | 0 | 0 | 0 | 73.5 | 59 | 132.5 | 0 | 0 | 0 | 0 | STD | Year 2020 | National Average
0 | 312323202100 |  |  | Excavated or borrow, loose cubic yards, small excavation job, 12 C.Y. truck per hour, excludes loading equipment | B34B | 8 | 1 | Hr. | 0 | 49 | 71.5 | 120.5 | 0 | 0 | 0 | 0 | 0 | 73.5 | 79 | 152.5 | 0 | 0 | 0 | 0 | STD | Year 2020 | National Average
0 | 312323202150 |  |  | Hauling, loose cubic yards, small excavation job, 16.5 C.Y. truck per hour, excludes loading equipment | B34C | 8 | 1 | Hr. | 0 | 49 | 78.5 | 127.5 | 0 | 0 | 0 | 0 | 0 | 73.5 | 86.5 | 160 | 0 | 0 | 0 | 0 | STD | Year 2020 | National Average
0 | 312323202175 |  |  | Hauling, loose cubic yards, small excavation job, 18 C.Y. 8 wheel truck per hour, excludes loading equipment | B34I | 8 | 1 | Hr. | 0 | 49 | 89 | 138 | 0 | 0 | 0 | 0 | 0 | 73.5 | 98 | 171.5 | 0 | 0 | 0 | 0 | STD | Year 2020 | National Average
0 | 312323202200 |  |  | Excavated or borrow, loose cubic yards, small excavation job, 20 C.Y. truck per hour, excludes loading equipment | B34D | 8 | 1 | Hr. | 0 | 49 | 80.5 | 129.5 | 0 | 0 | 0 | 0 | 0 | 73.5 | 88.5 | 162 | 0 | 0 | 0 | 0 | STD | Year 2020 | National Average
0 | 312323202300 |  |  | Hauling, grading at dump, or embankment if required, by dozer | B10B | 1000 | 0.01 | L.C.Y. | 0 | 0.62 | 1.5 | 2.12 | 0 | 0 | 0 | 0 | 0 | 0.93 | 1.65 | 2.58 | 0 | 0 | 0 | 0 | STD | Year 2020 | National Average
0 | 312323202310 |  |  | Hauling, spotter at fill or cut, if required | 1 Clab | 8 | 1 | Hr. | 0 | 42 | 0 | 42 | 0 | 0 | 0 | 0 | 0 | 63.5 | 0 | 63.5 | 0 | 0 | 0 | 0 | STD | Year 2020 | National Average
0 | 312323209014 |  |  | Cycle hauling(wait, load, travel, unload or dump & return) time per cycle, excavated or borrow, loose cubic yards, 15 min load/wait/unload, 18 C.Y. 8 wheel truck, cycle 0.5 mile, 15 MPH, excludes loading equipment | B34I | 504 | 0.02 | L.C.Y. | 0 | 0.78 | 1.42 | 2.2 | 0 | 0 | 0 | 0 | 0 | 1.16 | 1.56 | 2.72 | 0 | 0 | 0 | 0 | STD | Year 2020 | National Average
0 | 312323209016 |  |  | Cycle hauling(wait, load, travel, unload or dump & return) time per cycle, excavated or borrow, loose cubic yards, 15 min load/wait/unload, 18 C.Y. 8 wheel truck, cycle 1 mile, 15 MPH, excludes loading equipment | B34I | 450 | 0.02 | L.C.Y. | 0 | 0.87 | 1.59 | 2.46 | 0 | 0 | 0 | 0 | 0 | 1.3 | 1.75 | 3.05 | 0 | 0 | 0 | 0 | STD | Year 2020 | National Average
0 | 312323209018 |  |  | Cycle hauling(wait, load, travel, unload or dump & return) time per cycle, excavated or borrow, loose cubic yards, 15 min load/wait/unload, 18 C.Y. 8 wheel truck, cycle 2 miles, 15 MPH, excludes loading equipment | B34I | 378 | 0.02 | L.C.Y. | 0 | 1.04 | 1.89 | 2.93 | 0 | 0 | 0 | 0 | 0 | 1.55 | 2.08 | 3.63 | 0 | 0 | 0 | 0 | STD | Year 2020 | National Average
0 | 312323209020 |  |  | Cycle hauling(wait, load, travel, unload or dump & return) time per cycle, excavated or borrow, loose cubic yards, 15 min load/wait/unload, 18 C.Y. 8 wheel truck, cycle 4 miles, 15 MPH, excludes loading equipment | B34I | 270 | 0.03 | L.C.Y. | 0 | 1.45 | 2.64 | 4.09 | 0 | 0 | 0 | 0 | 0 | 2.17 | 2.91 | 5.08 | 0 | 0 | 0 | 0 | STD | Year 2020 | National Average
0 | 312323209022 |  |  | Cycle hauling(wait, load, travel, unload or dump & return) time per cycle, excavated or borrow, loose cubic yards, 15 min load/wait/unload, 18 C.Y. 8 wheel truck, cycle 6 miles, 15 MPH, excludes loading equipment | B34I | 216 | 0.04 | L.C.Y. | 0 | 1.81 | 3.31 | 5.12 | 0 | 0 | 0 | 0 | 0 | 2.72 | 3.64 | 6.36 | 0 | 0 | 0 | 0 | STD | Year 2020 | National Average
0 | 312323209024 |  |  | Cycle hauling(wait, load, travel, unload or dump & return) time per cycle, excavated or borrow, loose cubic yards, 15 min load/wait/unload, 18 C.Y. 8 wheel truck, cycle 8 miles, 15 MPH, excludes loading equipment | B34I | 180 | 0.04 | L.C.Y. | 0 | 2.18 | 3.97 | 6.15 | 0 | 0 | 0 | 0 | 0 | 3.26 | 4.36 | 7.62 | 0 | 0 | 0 | 0 | STD | Year 2020 | National Average
0 | 312323209025 |  |  | Cycle hauling(wait, load, travel, unload or dump & return) time per cycle, excavated or borrow, loose cubic yards, 15 min load/wait/unload, 18 C.Y. 8 wheel truck, cycle 10 miles, 15 MPH, excludes loading equipment | B34I | 144 | 0.06 | L.C.Y. | 0 | 2.72 | 4.96 | 7.68 | 0 | 0 | 0 | 0 | 0 | 4.08 | 5.45 | 9.53 | 0 | 0 | 0 | 0 | STD | Year 2020 | National Average
0 | 312323209026 |  |  | Cycle hauling(wait, load, travel, unload or dump & return) time per cycle, excavated or borrow, loose cubic yards, 15 min load/wait/unload, 18 C.Y. 8 wheel truck, cycle 0.5 mile, 20 MPH, excludes loading equipment | B34I | 522 | 0.01 | L.C.Y. | 0 | 0.75 | 1.37 | 2.12 | 0 | 0 | 0 | 0 | 0 | 1.12 | 1.5 | 2.62 | 0 | 0 | 0 | 0 | STD | Year 2020 | National Average
0 | 312323209028 |  |  | Cycle hauling(wait, load, travel, unload or dump & return) time per cycle, excavated or borrow, loose cubic yards, 15 min load/wait/unload, 18 C.Y. 8 wheel truck, cycle 1 mile, 20 MPH, excludes loading equipment | B34I | 468 | 0.02 | L.C.Y. | 0 | 0.84 | 1.52 | 2.36 | 0 | 0 | 0 | 0 | 0 | 1.25 | 1.68 | 2.93 | 0 | 0 | 0 | 0 | STD | Year 2020 | National Average
0 | 312323209030 |  |  | Cycle hauling(wait, load, travel, unload or dump & return) time per cycle, excavated or borrow, loose cubic yards, 15 min load/wait/unload, 18 C.Y. 8 wheel truck, cycle 2 miles, 20 MPH, excludes loading equipment | B34I | 414 | 0.02 | L.C.Y. | 0 | 0.95 | 1.72 | 2.67 | 0 | 0 | 0 | 0 | 0 | 1.42 | 1.9 | 3.32 | 0 | 0 | 0 | 0 | STD | Year 2020 | National Average
0 | 312323209032 |  |  | Cycle hauling(wait, load, travel, unload or dump & return) time per cycle, excavated or borrow, loose cubic yards, 15 min load/wait/unload, 18 C.Y. 8 wheel truck, cycle 4 miles, 20 MPH, excludes loading equipment | B34I | 324 | 0.03 | L.C.Y. | 0 | 1.21 | 2.2 | 3.41 | 0 | 0 | 0 | 0 | 0 | 1.81 | 2.42 | 4.23 | 0 | 0 | 0 | 0 | STD | Year 2020 | National Average
0 | 312323209034 |  |  | Cycle hauling(wait, load, travel, unload or dump & return) time per cycle, excavated or borrow, loose cubic yards, 15 min load/wait/unload, 18 C.Y. 8 wheel truck, cycle 6 miles, 20 MPH, excludes loading equipment | B34I | 252 | 0.03 | L.C.Y. | 0 | 1.55 | 2.83 | 4.38 | 0 | 0 | 0 | 0 | 0 | 2.33 | 3.12 | 5.45 | 0 | 0 | 0 | 0 | STD | Year 2020 | National Average
0 | 312323209036 |  |  | Cycle hauling(wait, load, travel, unload or dump & return) time per cycle, excavated or borrow, loose cubic yards, 15 min load/wait/unload, 18 C.Y. 8 wheel truck, cycle 8 miles, 20 MPH, excludes loading equipment | B34I | 216 | 0.04 | L.C.Y. | 0 | 1.81 | 3.31 | 5.12 | 0 | 0 | 0 | 0 | 0 | 2.72 | 3.64 | 6.36 | 0 | 0 | 0 | 0 | STD | Year 2020 | National Average
0 | 312323209038 |  |  | Cycle hauling(wait, load, travel, unload or dump & return) time per cycle, excavated or borrow, loose cubic yards, 15 min load/wait/unload, 18 C.Y. 8 wheel truck, cycle 10 miles, 20 MPH, excludes loading equipment | B34I | 180 | 0.04 | L.C.Y. | 0 | 2.18 | 3.97 | 6.15 | 0 | 0 | 0 | 0 | 0 | 3.26 | 4.36 | 7.62 | 0 | 0 | 0 | 0 | STD | Year 2020 | National Average
0 | 312323209040 |  |  | Cycle hauling(wait, load, travel, unload or dump & return) time per cycle, excavated or borrow, loose cubic yards, 15 min load/wait/unload, 18 C.Y. 8 wheel truck, cycle 4 miles, 25 MPH, excludes loading equipment | B34I | 342 | 0.02 | L.C.Y. | 0 | 1.14 | 2.09 | 3.23 | 0 | 0 | 0 | 0 | 0 | 1.72 | 2.3 | 4.02 | 0 | 0 | 0 | 0 | STD | Year 2020 | National Average
0 | 312323209042 |  |  | Cycle hauling(wait, load, travel, unload or dump & return) time per cycle, excavated or borrow, loose cubic yards, 15 min load/wait/unload, 18 C.Y. 8 wheel truck, cycle 6 miles, 25 MPH, excludes loading equipment | B34I | 288 | 0.03 | L.C.Y. | 0 | 1.36 | 2.48 | 3.84 | 0 | 0 | 0 | 0 | 0 | 2.04 | 2.73 | 4.77 | 0 | 0 | 0 | 0 | STD | Year 2020 | National Average
0 | 312323209044 |  |  | Cycle hauling(wait, load, travel, unload or dump & return) time per cycle, excavated or borrow, loose cubic yards, 15 min load/wait/unload, 18 C.Y. 8 wheel truck, cycle 8 miles, 25 MPH, excludes loading equipment | B34I | 252 | 0.03 | L.C.Y. | 0 | 1.55 | 2.83 | 4.38 | 0 | 0 | 0 | 0 | 0 | 2.33 | 3.12 | 5.45 | 0 | 0 | 0 | 0 | STD | Year 2020 | National Average
0 | 312323209046 |  |  | Cycle hauling(wait, load, travel, unload or dump & return) time per cycle, excavated or borrow, loose cubic yards, 15 min load/wait/unload, 18 C.Y. 8 wheel truck, cycle 10 miles, 25 MPH, excludes loading equipment | B34I | 216 | 0.04 | L.C.Y. | 0 | 1.81 | 3.31 | 5.12 | 0 | 0 | 0 | 0 | 0 | 2.72 | 3.64 | 6.36 | 0 | 0 | 0 | 0 | STD | Year 2020 | National Average
0 | 312323209050 |  |  | Cycle hauling(wait, load, travel, unload or dump & return) time per cycle, excavated or borrow, loose cubic yards, 15 min load/wait/unload, 18 C.Y. 8 wheel truck, cycle 4 miles, 30 MPH, excludes loading equipment | B34I | 378 | 0.02 | L.C.Y. | 0 | 1.04 | 1.89 | 2.93 | 0 | 0 | 0 | 0 | 0 | 1.55 | 2.08 | 3.63 | 0 | 0 | 0 | 0 | STD | Year 2020 | National Average
0 | 312323209052 |  |  | Cycle hauling(wait, load, travel, unload or dump & return) time per cycle, excavated or borrow, loose cubic yards, 15 min load/wait/unload, 18 C.Y. 8 wheel truck, cycle 6 miles, 30 MPH, excludes loading equipment | B34I | 324 | 0.03 | L.C.Y. | 0 | 1.21 | 2.2 | 3.41 | 0 | 0 | 0 | 0 | 0 | 1.81 | 2.42 | 4.23 | 0 | 0 | 0 | 0 | STD | Year 2020 | National Average
0 | 312323209054 |  |  | Cycle hauling(wait, load, travel, unload or dump & return) time per cycle, excavated or borrow, loose cubic yards, 15 min load/wait/unload, 18 C.Y. 8 wheel truck, cycle 8 miles, 30 MPH, excludes loading equipment | B34I | 270 | 0.03 | L.C.Y. | 0 | 1.45 | 2.64 | 4.09 | 0 | 0 | 0 | 0 | 0 | 2.17 | 2.91 | 5.08 | 0 | 0 | 0 | 0 | STD | Year 2020 | National Average
0 | 312323209056 |  |  | Cycle hauling(wait, load, travel, unload or dump & return) time per cycle, excavated or borrow, loose cubic yards, 15 min load/wait/unload, 18 C.Y. 8 wheel truck, cycle 10 miles, 30 MPH, excludes loading equipment | B34I | 234 | 0.03 | L.C.Y. | 0 | 1.67 | 3.05 | 4.72 | 0 | 0 | 0 | 0 | 0 | 2.51 | 3.36 | 5.87 | 0 | 0 | 0 | 0 | STD | Year 2020 | National Average
0 | 312323209060 |  |  | Cycle hauling(wait, load, travel, unload or dump & return) time per cycle, excavated or borrow, loose cubic yards, 15 min load/wait/unload, 18 C.Y. 8 wheel truck, cycle 4 miles, 35 MPH, excludes loading equipment | B34I | 396 | 0.02 | L.C.Y. | 0 | 0.99 | 1.8 | 2.79 | 0 | 0 | 0 | 0 | 0 | 1.48 | 1.98 | 3.46 | 0 | 0 | 0 | 0 | STD | Year 2020 | National Average
0 | 312323209062 |  |  | Cycle hauling(wait, load, travel, unload or dump & return) time per cycle, excavated or borrow, loose cubic yards, 15 min load/wait/unload, 18 C.Y. 8 wheel truck, cycle 6 miles, 35 MPH, excludes loading equipment | B34I | 342 | 0.02 | L.C.Y. | 0 | 1.14 | 2.09 | 3.23 | 0 | 0 | 0 | 0 | 0 | 1.72 | 2.3 | 4.02 | 0 | 0 | 0 | 0 | STD | Year 2020 | National Average
0 | 312323209064 |  |  | Cycle hauling(wait, load, travel, unload or dump & return) time per cycle, excavated or borrow, loose cubic yards, 15 min load/wait/unload, 18 C.Y. 8 wheel truck, cycle 8 miles, 35 MPH, excludes loading equipment | B34I | 288 | 0.03 | L.C.Y. | 0 | 1.36 | 2.48 | 3.84 | 0 | 0 | 0 | 0 | 0 | 2.04 | 2.73 | 4.77 | 0 | 0 | 0 | 0 | STD | Year 2020 | National Average
0 | 312323209066 |  |  | Cycle hauling(wait, load, travel, unload or dump & return) time per cycle, excavated or borrow, loose cubic yards, 15 min load/wait/unload, 18 C.Y. 8 wheel truck, cycle 10 miles, 35 MPH, excludes loading equipment | B34I | 270 | 0.03 | L.C.Y. | 0 | 1.45 | 2.64 | 4.09 | 0 | 0 | 0 | 0 | 0 | 2.17 | 2.91 | 5.08 | 0 | 0 | 0 | 0 | STD | Year 2020 | National Average
0 | 312323209068 |  |  | Cycle hauling(wait, load, travel, unload or dump & return) time per cycle, excavated or borrow, loose cubic yards, 15 min load/wait/unload, 18 C.Y. 8 wheel truck, cycle 20 miles, 35 MPH, excludes loading equipment | B34I | 162 | 0.05 | L.C.Y. | 0 | 2.42 | 4.41 | 6.83 | 0 | 0 | 0 | 0 | 0 | 3.62 | 4.85 | 8.47 | 0 | 0 | 0 | 0 | STD | Year 2020 | National Average
0 | 312323209070 |  |  | Cycle hauling(wait, load, travel, unload or dump & return) time per cycle, excavated or borrow, loose cubic yards, 15 min load/wait/unload, 18 C.Y. 8 wheel truck, cycle 30 miles, 35 MPH, excludes loading equipment | B34I | 126 | 0.06 | L.C.Y. | 0 | 3.11 | 5.65 | 8.76 | 0 | 0 | 0 | 0 | 0 | 4.66 | 6.25 | 10.91 | 0 | 0 | 0 | 0 | STD | Year 2020 | National Average
0 | 312323209072 |  |  | Cycle hauling(wait, load, travel, unload or dump & return) time per cycle, excavated or borrow, loose cubic yards, 15 min load/wait/unload, 18 C.Y. 8 wheel truck, cycle 40 miles, 35 MPH, excludes loading equipment | B34I | 90 | 0.09 | L.C.Y. | 0 | 4.35 | 7.95 | 12.3 | 0 | 0 | 0 | 0 | 0 | 6.5 | 8.7 | 15.2 | 0 | 0 | 0 | 0 | STD | Year 2020 | National Average
0 | 312323209074 |  |  | Cycle hauling(wait, load, travel, unload or dump & return) time per cycle, excavated or borrow, loose cubic yards, 15 min load/wait/unload, 18 C.Y. 8 wheel truck, cycle 6 miles, 40 MPH, excludes loading equipment | B34I | 360 | 0.02 | L.C.Y. | 0 | 1.09 | 1.98 | 3.07 | 0 | 0 | 0 | 0 | 0 | 1.63 | 2.18 | 3.81 | 0 | 0 | 0 | 0 | STD | Year 2020 | National Average
0 | 312323209076 |  |  | Cycle hauling(wait, load, travel, unload or dump & return) time per cycle, excavated or borrow, loose cubic yards, 15 min load/wait/unload, 18 C.Y. 8 wheel truck, cycle 8 miles, 40 MPH, excludes loading equipment | B34I | 324 | 0.03 | L.C.Y. | 0 | 1.21 | 2.2 | 3.41 | 0 | 0 | 0 | 0 | 0 | 1.81 | 2.42 | 4.23 | 0 | 0 | 0 | 0 | STD | Year 2020 | National Average
0 | 312323209078 |  |  | Cycle hauling(wait, load, travel, unload or dump & return) time per cycle, excavated or borrow, loose cubic yards, 15 min load/wait/unload, 18 C.Y. 8 wheel truck, cycle 10 miles, 40 MPH, excludes loading equipment | B34I | 288 | 0.03 | L.C.Y. | 0 | 1.36 | 2.48 | 3.84 | 0 | 0 | 0 | 0 | 0 | 2.04 | 2.73 | 4.77 | 0 | 0 | 0 | 0 | STD | Year 2020 | National Average
0 | 312323209080 |  |  | Cycle hauling(wait, load, travel, unload or dump & return) time per cycle, excavated or borrow, loose cubic yards, 15 min load/wait/unload, 18 C.Y. 8 wheel truck, cycle 20 miles, 40 MPH, excludes loading equipment | B34I | 180 | 0.04 | L.C.Y. | 0 | 2.18 | 3.97 | 6.15 | 0 | 0 | 0 | 0 | 0 | 3.26 | 4.36 | 7.62 | 0 | 0 | 0 | 0 | STD | Year 2020 | National Average
0 | 312323209082 |  |  | Cycle hauling(wait, load, travel, unload or dump & return) time per cycle, excavated or borrow, loose cubic yards, 15 min load/wait/unload, 18 C.Y. 8 wheel truck, cycle 30 miles, 40 MPH, excludes loading equipment | B34I | 144 | 0.06 | L.C.Y. | 0 | 2.72 | 4.96 | 7.68 | 0 | 0 | 0 | 0 | 0 | 4.08 | 5.45 | 9.53 | 0 | 0 | 0 | 0 | STD | Year 2020 | National Average
0 | 312323209084 |  |  | Cycle hauling(wait, load, travel, unload or dump & return) time per cycle, excavated or borrow, loose cubic yards, 15 min load/wait/unload, 18 C.Y. 8 wheel truck, cycle 40 miles, 40 MPH, excludes loading equipment | B34I | 108 | 0.07 | L.C.Y. | 0 | 3.63 | 6.6 | 10.23 | 0 | 0 | 0 | 0 | 0 | 5.45 | 7.25 | 12.7 | 0 | 0 | 0 | 0 | STD | Year 2020 | National Average
0 | 312323209086 |  |  | Cycle hauling(wait, load, travel, unload or dump & return) time per cycle, excavated or borrow, loose cubic yards, 15 min load/wait/unload, 18 C.Y. 8 wheel truck, cycle 50 miles, 40 MPH, excludes loading equipment | B34I | 90 | 0.09 | L.C.Y. | 0 | 4.35 | 7.95 | 12.3 | 0 | 0 | 0 | 0 | 0 | 6.5 | 8.7 | 15.2 | 0 | 0 | 0 | 0 | STD | Year 2020 | National Average
0 | 312323209094 |  |  | Cycle hauling(wait, load, travel, unload or dump & return) time per cycle, excavated or borrow, loose cubic yards, 15 min load/wait/unload, 18 C.Y. 8 wheel truck, cycle 8 miles, 45 MPH, excludes loading equipment | B34I | 324 | 0.03 | L.C.Y. | 0 | 1.21 | 2.2 | 3.41 | 0 | 0 | 0 | 0 | 0 | 1.81 | 2.42 | 4.23 | 0 | 0 | 0 | 0 | STD | Year 2020 | National Average
0 | 312323209096 |  |  | Cycle hauling(wait, load, travel, unload or dump & return) time per cycle, excavated or borrow, loose cubic yards, 15 min load/wait/unload, 18 C.Y. 8 wheel truck, cycle 10 miles, 45 MPH, excludes loading equipment | B34I | 306 | 0.03 | L.C.Y. | 0 | 1.28 | 2.33 | 3.61 | 0 | 0 | 0 | 0 | 0 | 1.92 | 2.57 | 4.49 | 0 | 0 | 0 | 0 | STD | Year 2020 | National Average
0 | 312323209098 |  |  | Cycle hauling(wait, load, travel, unload or dump & return) time per cycle, excavated or borrow, loose cubic yards, 15 min load/wait/unload, 18 C.Y. 8 wheel truck, cycle 20 miles, 45 MPH, excludes loading equipment | B34I | 198 | 0.04 | L.C.Y. | 0 | 1.98 | 3.6 | 5.58 | 0 | 0 | 0 | 0 | 0 | 2.96 | 3.97 | 6.93 | 0 | 0 | 0 | 0 | STD | Year 2020 | National Average
0 | 312323209100 |  |  | Cycle hauling(wait, load, travel, unload or dump & return) time per cycle, excavated or borrow, loose cubic yards, 15 min load/wait/unload, 18 C.Y. 8 wheel truck, cycle 30 miles, 45 MPH, excludes loading equipment | B34I | 144 | 0.06 | L.C.Y. | 0 | 2.72 | 4.96 | 7.68 | 0 | 0 | 0 | 0 | 0 | 4.08 | 5.45 | 9.53 | 0 | 0 | 0 | 0 | STD | Year 2020 | National Average
0 | 312323209102 |  |  | Cycle hauling(wait, load, travel, unload or dump & return) time per cycle, excavated or borrow, loose cubic yards, 15 min load/wait/unload, 18 C.Y. 8 wheel truck, cycle 40 miles, 45 MPH, excludes loading equipment | B34I | 126 | 0.06 | L.C.Y. | 0 | 3.11 | 5.65 | 8.76 | 0 | 0 | 0 | 0 | 0 | 4.66 | 6.25 | 10.91 | 0 | 0 | 0 | 0 | STD | Year 2020 | National Average
0 | 312323209104 |  |  | Cycle hauling(wait, load, travel, unload or dump & return) time per cycle, excavated or borrow, loose cubic yards, 15 min load/wait/unload, 18 C.Y. 8 wheel truck, cycle 50 miles, 45 MPH, excludes loading equipment | B34I | 108 | 0.07 | L.C.Y. | 0 | 3.63 | 6.6 | 10.23 | 0 | 0 | 0 | 0 | 0 | 5.45 | 7.25 | 12.7 | 0 | 0 | 0 | 0 | STD | Year 2020 | National Average
0 | 312323209106 |  |  | Cycle hauling(wait, load, travel, unload or dump & return) time per cycle, excavated or borrow, loose cubic yards, 15 min load/wait/unload, 18 C.Y. 8 wheel truck, cycle 10 miles, 50 MPH, excludes loading equipment | B34I | 324 | 0.03 | L.C.Y. | 0 | 1.21 | 2.2 | 3.41 | 0 | 0 | 0 | 0 | 0 | 1.81 | 2.42 | 4.23 | 0 | 0 | 0 | 0 | STD | Year 2020 | National Average
0 | 312323209108 |  |  | Cycle hauling(wait, load, travel, unload or dump & return) time per cycle, excavated or borrow, loose cubic yards, 15 min load/wait/unload, 18 C.Y. 8 wheel truck, cycle 20 miles, 50 MPH, excludes loading equipment | B34I | 216 | 0.04 | L.C.Y. | 0 | 1.81 | 3.31 | 5.12 | 0 | 0 | 0 | 0 | 0 | 2.72 | 3.64 | 6.36 | 0 | 0 | 0 | 0 | STD | Year 2020 | National Average
0 | 312323209110 |  |  | Cycle hauling(wait, load, travel, unload or dump & return) time per cycle, excavated or borrow, loose cubic yards, 15 min load/wait/unload, 18 C.Y. 8 wheel truck, cycle 30 miles, 50 MPH, excludes loading equipment | B34I | 162 | 0.05 | L.C.Y. | 0 | 2.42 | 4.41 | 6.83 | 0 | 0 | 0 | 0 | 0 | 3.62 | 4.85 | 8.47 | 0 | 0 | 0 | 0 | STD | Year 2020 | National Average
0 | 312323209112 |  |  | Cycle hauling(wait, load, travel, unload or dump & return) time per cycle, excavated or borrow, loose cubic yards, 15 min load/wait/unload, 18 C.Y. 8 wheel truck, cycle 40 miles, 50 MPH, excludes loading equipment | B34I | 126 | 0.06 | L.C.Y. | 0 | 3.11 | 5.65 | 8.76 | 0 | 0 | 0 | 0 | 0 | 4.66 | 6.25 | 10.91 | 0 | 0 | 0 | 0 | STD | Year 2020 | National Average
0 | 312323209114 |  |  | Cycle hauling(wait, load, travel, unload or dump & return) time per cycle, excavated or borrow, loose cubic yards, 15 min load/wait/unload, 18 C.Y. 8 wheel truck, cycle 50 miles, 50 MPH, excludes loading equipment | B34I | 108 | 0.07 | L.C.Y. | 0 | 3.63 | 6.6 | 10.23 | 0 | 0 | 0 | 0 | 0 | 5.45 | 7.25 | 12.7 | 0 | 0 | 0 | 0 | STD | Year 2020 | National Average
0 | 312323209214 |  |  | Cycle hauling(wait, load, travel, unload or dump & return) time per cycle, excavated or borrow, loose cubic yards, 20 min load/wait/unload, 18 C.Y. 8 wheel truck, cycle 0.5 mile, 15 MPH, excludes loading equipment | B34I | 396 | 0.02 | L.C.Y. | 0 | 0.99 | 1.8 | 2.79 | 0 | 0 | 0 | 0 | 0 | 1.48 | 1.98 | 3.46 | 0 | 0 | 0 | 0 | STD | Year 2020 | National Average
0 | 312323209216 |  |  | Cycle hauling(wait, load, travel, unload or dump & return) time per cycle, excavated or borrow, loose cubic yards, 20 min load/wait/unload, 18 C.Y. 8 wheel truck, cycle 1 mile, 15 MPH, excludes loading equipment | B34I | 360 | 0.02 | L.C.Y. | 0 | 1.09 | 1.98 | 3.07 | 0 | 0 | 0 | 0 | 0 | 1.63 | 2.18 | 3.81 | 0 | 0 | 0 | 0 | STD | Year 2020 | National Average
0 | 312323209218 |  |  | Cycle hauling(wait, load, travel, unload or dump & return) time per cycle, excavated or borrow, loose cubic yards, 20 min load/wait/unload, 18 C.Y. 8 wheel truck, cycle 2 miles, 15 MPH, excludes loading equipment | B34I | 306 | 0.03 | L.C.Y. | 0 | 1.28 | 2.33 | 3.61 | 0 | 0 | 0 | 0 | 0 | 1.92 | 2.57 | 4.49 | 0 | 0 | 0 | 0 | STD | Year 2020 | National Average
0 | 312323209220 |  |  | Cycle hauling(wait, load, travel, unload or dump & return) time per cycle, excavated or borrow, loose cubic yards, 20 min load/wait/unload, 18 C.Y. 8 wheel truck, cycle 4 miles, 15 MPH, excludes loading equipment | B34I | 234 | 0.03 | L.C.Y. | 0 | 1.67 | 3.05 | 4.72 | 0 | 0 | 0 | 0 | 0 | 2.51 | 3.36 | 5.87 | 0 | 0 | 0 | 0 | STD | Year 2020 | National Average
0 | 312323209222 |  |  | Cycle hauling(wait, load, travel, unload or dump & return) time per cycle, excavated or borrow, loose cubic yards, 20 min load/wait/unload, 18 C.Y. 8 wheel truck, cycle 6 miles, 15 MPH, excludes loading equipment | B34I | 198 | 0.04 | L.C.Y. | 0 | 1.98 | 3.6 | 5.58 | 0 | 0 | 0 | 0 | 0 | 2.96 | 3.97 | 6.93 | 0 | 0 | 0 | 0 | STD | Year 2020 | National Average
0 | 312323209224 |  |  | Cycle hauling(wait, load, travel, unload or dump & return) time per cycle, excavated or borrow, loose cubic yards, 20 min load/wait/unload, 18 C.Y. 8 wheel truck, cycle 8 miles, 15 MPH, excludes loading equipment | B34I | 162 | 0.05 | L.C.Y. | 0 | 2.42 | 4.41 | 6.83 | 0 | 0 | 0 | 0 | 0 | 3.62 | 4.85 | 8.47 | 0 | 0 | 0 | 0 | STD | Year 2020 | National Average
0 | 312323209225 |  |  | Cycle hauling(wait, load, travel, unload or dump & return) time per cycle, excavated or borrow, loose cubic yards, 20 min load/wait/unload, 18 C.Y. 8 wheel truck, cycle 10 miles, 15 MPH, excludes loading equipment | B34I | 144 | 0.06 | L.C.Y. | 0 | 2.72 | 4.96 | 7.68 | 0 | 0 | 0 | 0 | 0 | 4.08 | 5.45 | 9.53 | 0 | 0 | 0 | 0 | STD | Year 2020 | National Average
0 | 312323209226 |  |  | Cycle hauling(wait, load, travel, unload or dump & return) time per cycle, excavated or borrow, loose cubic yards, 20 min load/wait/unload, 18 C.Y. 8 wheel truck, cycle 0.5 mile, 20 MPH, excludes loading equipment | B34I | 396 | 0.02 | L.C.Y. | 0 | 0.99 | 1.8 | 2.79 | 0 | 0 | 0 | 0 | 0 | 1.48 | 1.98 | 3.46 | 0 | 0 | 0 | 0 | STD | Year 2020 | National Average
0 | 312323209228 |  |  | Cycle hauling(wait, load, travel, unload or dump & return) time per cycle, excavated or borrow, loose cubic yards, 20 min load/wait/unload, 18 C.Y. 8 wheel truck, cycle 1 mile, 20 MPH, excludes loading equipment | B34I | 378 | 0.02 | L.C.Y. | 0 | 1.04 | 1.89 | 2.93 | 0 | 0 | 0 | 0 | 0 | 1.55 | 2.08 | 3.63 | 0 | 0 | 0 | 0 | STD | Year 2020 | National Average
0 | 312323209230 |  |  | Cycle hauling(wait, load, travel, unload or dump & return) time per cycle, excavated or borrow, loose cubic yards, 20 min load/wait/unload, 18 C.Y. 8 wheel truck, cycle 2 miles, 20 MPH, excludes loading equipment | B34I | 324 | 0.03 | L.C.Y. | 0 | 1.21 | 2.2 | 3.41 | 0 | 0 | 0 | 0 | 0 | 1.81 | 2.42 | 4.23 | 0 | 0 | 0 | 0 | STD | Year 2020 | National Average
0 | 312323209232 |  |  | Cycle hauling(wait, load, travel, unload or dump & return) time per cycle, excavated or borrow, loose cubic yards, 20 min load/wait/unload, 18 C.Y. 8 wheel truck, cycle 4 miles, 20 MPH, excludes loading equipment | B34I | 270 | 0.03 | L.C.Y. | 0 | 1.45 | 2.64 | 4.09 | 0 | 0 | 0 | 0 | 0 | 2.17 | 2.91 | 5.08 | 0 | 0 | 0 | 0 | STD | Year 2020 | National Average
0 | 312323209234 |  |  | Cycle hauling(wait, load, travel, unload or dump & return) time per cycle, excavated or borrow, loose cubic yards, 20 min load/wait/unload, 18 C.Y. 8 wheel truck, cycle 6 miles, 20 MPH, excludes loading equipment | B34I | 216 | 0.04 | L.C.Y. | 0 | 1.81 | 3.31 | 5.12 | 0 | 0 | 0 | 0 | 0 | 2.72 | 3.64 | 6.36 | 0 | 0 | 0 | 0 | STD | Year 2020 | National Average
0 | 312323209236 |  |  | Cycle hauling(wait, load, travel, unload or dump & return) time per cycle, excavated or borrow, loose cubic yards, 20 min load/wait/unload, 18 C.Y. 8 wheel truck, cycle 8 miles, 20 MPH, excludes loading equipment | B34I | 198 | 0.04 | L.C.Y. | 0 | 1.98 | 3.6 | 5.58 | 0 | 0 | 0 | 0 | 0 | 2.96 | 3.97 | 6.93 | 0 | 0 | 0 | 0 | STD | Year 2020 | National Average
0 | 312323209238 |  |  | Cycle hauling(wait, load, travel, unload or dump & return) time per cycle, excavated or borrow, loose cubic yards, 20 min load/wait/unload, 18 C.Y. 8 wheel truck, cycle 10 miles, 20 MPH, excludes loading equipment | B34I | 162 | 0.05 | L.C.Y. | 0 | 2.42 | 4.41 | 6.83 | 0 | 0 | 0 | 0 | 0 | 3.62 | 4.85 | 8.47 | 0 | 0 | 0 | 0 | STD | Year 2020 | National Average
0 | 312323209240 |  |  | Cycle hauling(wait, load, travel, unload or dump & return) time per cycle, excavated or borrow, loose cubic yards, 20 min load/wait/unload, 18 C.Y. 8 wheel truck, cycle 4 miles, 25 MPH, excludes loading equipment | B34I | 288 | 0.03 | L.C.Y. | 0 | 1.36 | 2.48 | 3.84 | 0 | 0 | 0 | 0 | 0 | 2.04 | 2.73 | 4.77 | 0 | 0 | 0 | 0 | STD | Year 2020 | National Average
0 | 312323209242 |  |  | Cycle hauling(wait, load, travel, unload or dump & return) time per cycle, excavated or borrow, loose cubic yards, 20 min load/wait/unload, 18 C.Y. 8 wheel truck, cycle 6 miles, 25 MPH, excludes loading equipment | B34I | 252 | 0.03 | L.C.Y. | 0 | 1.55 | 2.83 | 4.38 | 0 | 0 | 0 | 0 | 0 | 2.33 | 3.12 | 5.45 | 0 | 0 | 0 | 0 | STD | Year 2020 | National Average
0 | 312323209244 |  |  | Cycle hauling(wait, load, travel, unload or dump & return) time per cycle, excavated or borrow, loose cubic yards, 20 min load/wait/unload, 18 C.Y. 8 wheel truck, cycle 8 miles, 25 MPH, excludes loading equipment | B34I | 216 | 0.04 | L.C.Y. | 0 | 1.81 | 3.31 | 5.12 | 0 | 0 | 0 | 0 | 0 | 2.72 | 3.64 | 6.36 | 0 | 0 | 0 | 0 | STD | Year 2020 | National Average
0 | 312323209246 |  |  | Cycle hauling(wait, load, travel, unload or dump & return) time per cycle, excavated or borrow, loose cubic yards, 20 min load/wait/unload, 18 C.Y. 8 wheel truck, cycle 10 miles, 25 MPH, excludes loading equipment | B34I | 198 | 0.04 | L.C.Y. | 0 | 1.98 | 3.6 | 5.58 | 0 | 0 | 0 | 0 | 0 | 2.96 | 3.97 | 6.93 | 0 | 0 | 0 | 0 | STD | Year 2020 | National Average
0 | 312323209250 |  |  | Cycle hauling(wait, load, travel, unload or dump & return) time per cycle, excavated or borrow, loose cubic yards, 20 min load/wait/unload, 18 C.Y. 8 wheel truck, cycle 4 miles, 30 MPH, excludes loading equipment | B34I | 306 | 0.03 | L.C.Y. | 0 | 1.28 | 2.33 | 3.61 | 0 | 0 | 0 | 0 | 0 | 1.92 | 2.57 | 4.49 | 0 | 0 | 0 | 0 | STD | Year 2020 | National Average
0 | 312323209252 |  |  | Cycle hauling(wait, load, travel, unload or dump & return) time per cycle, excavated or borrow, loose cubic yards, 20 min load/wait/unload, 18 C.Y. 8 wheel truck, cycle 6 miles, 30 MPH, excludes loading equipment | B34I | 270 | 0.03 | L.C.Y. | 0 | 1.45 | 2.64 | 4.09 | 0 | 0 | 0 | 0 | 0 | 2.17 | 2.91 | 5.08 | 0 | 0 | 0 | 0 | STD | Year 2020 | National Average
0 | 312323209254 |  |  | Cycle hauling(wait, load, travel, unload or dump & return) time per cycle, excavated or borrow, loose cubic yards, 20 min load/wait/unload, 18 C.Y. 8 wheel truck, cycle 8 miles, 30 MPH, excludes loading equipment | B34I | 234 | 0.03 | L.C.Y. | 0 | 1.67 | 3.05 | 4.72 | 0 | 0 | 0 | 0 | 0 | 2.51 | 3.36 | 5.87 | 0 | 0 | 0 | 0 | STD | Year 2020 | National Average
0 | 312323209256 |  |  | Cycle hauling(wait, load, travel, unload or dump & return) time per cycle, excavated or borrow, loose cubic yards, 20 min load/wait/unload, 18 C.Y. 8 wheel truck, cycle 10 miles, 30 MPH, excludes loading equipment | B34I | 216 | 0.04 | L.C.Y. | 0 | 1.81 | 3.31 | 5.12 | 0 | 0 | 0 | 0 | 0 | 2.72 | 3.64 | 6.36 | 0 | 0 | 0 | 0 | STD | Year 2020 | National Average
0 | 312323209260 |  |  | Cycle hauling(wait, load, travel, unload or dump & return) time per cycle, excavated or borrow, loose cubic yards, 20 min load/wait/unload, 18 C.Y. 8 wheel truck, cycle 4 miles, 35 MPH, excludes loading equipment | B34I | 324 | 0.03 | L.C.Y. | 0 | 1.21 | 2.2 | 3.41 | 0 | 0 | 0 | 0 | 0 | 1.81 | 2.42 | 4.23 | 0 | 0 | 0 | 0 | STD | Year 2020 | National Average
0 | 312323209262 |  |  | Cycle hauling(wait, load, travel, unload or dump & return) time per cycle, excavated or borrow, loose cubic yards, 20 min load/wait/unload, 18 C.Y. 8 wheel truck, cycle 6 miles, 35 MPH, excludes loading equipment | B34I | 288 | 0.03 | L.C.Y. | 0 | 1.36 | 2.48 | 3.84 | 0 | 0 | 0 | 0 | 0 | 2.04 | 2.73 | 4.77 | 0 | 0 | 0 | 0 | STD | Year 2020 | National Average
0 | 312323209264 |  |  | Cycle hauling(wait, load, travel, unload or dump & return) time per cycle, excavated or borrow, loose cubic yards, 20 min load/wait/unload, 18 C.Y. 8 wheel truck, cycle 8 miles, 35 MPH, excludes loading equipment | B34I | 252 | 0.03 | L.C.Y. | 0 | 1.55 | 2.83 | 4.38 | 0 | 0 | 0 | 0 | 0 | 2.33 | 3.12 | 5.45 | 0 | 0 | 0 | 0 | STD | Year 2020 | National Average
0 | 312323209266 |  |  | Cycle hauling(wait, load, travel, unload or dump & return) time per cycle, excavated or borrow, loose cubic yards, 20 min load/wait/unload, 18 C.Y. 8 wheel truck, cycle 10 miles, 35 MPH, excludes loading equipment | B34I | 234 | 0.03 | L.C.Y. | 0 | 1.67 | 3.05 | 4.72 | 0 | 0 | 0 | 0 | 0 | 2.51 | 3.36 | 5.87 | 0 | 0 | 0 | 0 | STD | Year 2020 | National Average
0 | 312323209268 |  |  | Cycle hauling(wait, load, travel, unload or dump & return) time per cycle, excavated or borrow, loose cubic yards, 20 min load/wait/unload, 18 C.Y. 8 wheel truck, cycle 20 miles, 35 MPH, excludes loading equipment | B34I | 162 | 0.05 | L.C.Y. | 0 | 2.42 | 4.41 | 6.83 | 0 | 0 | 0 | 0 | 0 | 3.62 | 4.85 | 8.47 | 0 | 0 | 0 | 0 | STD | Year 2020 | National Average
0 | 312323209270 |  |  | Cycle hauling(wait, load, travel, unload or dump & return) time per cycle, excavated or borrow, loose cubic yards, 20 min load/wait/unload, 18 C.Y. 8 wheel truck, cycle 30 miles, 35 MPH, excludes loading equipment | B34I | 108 | 0.07 | L.C.Y. | 0 | 3.63 | 6.6 | 10.23 | 0 | 0 | 0 | 0 | 0 | 5.45 | 7.25 | 12.7 | 0 | 0 | 0 | 0 | STD | Year 2020 | National Average
0 | 312323209272 |  |  | Cycle hauling(wait, load, travel, unload or dump & return) time per cycle, excavated or borrow, loose cubic yards, 20 min load/wait/unload, 18 C.Y. 8 wheel truck, cycle 40 miles, 35 MPH, excludes loading equipment | B34I | 90 | 0.09 | L.C.Y. | 0 | 4.35 | 7.95 | 12.3 | 0 | 0 | 0 | 0 | 0 | 6.5 | 8.7 | 15.2 | 0 | 0 | 0 | 0 | STD | Year 2020 | National Average
0 | 312323209274 |  |  | Cycle hauling(wait, load, travel, unload or dump & return) time per cycle, excavated or borrow, loose cubic yards, 20 min load/wait/unload, 18 C.Y. 8 wheel truck, cycle 6 miles, 40 MPH, excludes loading equipment | B34I | 288 | 0.03 | L.C.Y. | 0 | 1.36 | 2.48 | 3.84 | 0 | 0 | 0 | 0 | 0 | 2.04 | 2.73 | 4.77 | 0 | 0 | 0 | 0 | STD | Year 2020 | National Average
0 | 312323209276 |  |  | Cycle hauling(wait, load, travel, unload or dump & return) time per cycle, excavated or borrow, loose cubic yards, 20 min load/wait/unload, 18 C.Y. 8 wheel truck, cycle 8 miles, 40 MPH, excludes loading equipment | B34I | 270 | 0.03 | L.C.Y. | 0 | 1.45 | 2.64 | 4.09 | 0 | 0 | 0 | 0 | 0 | 2.17 | 2.91 | 5.08 | 0 | 0 | 0 | 0 | STD | Year 2020 | National Average
0 | 312323209278 |  |  | Cycle hauling(wait, load, travel, unload or dump & return) time per cycle, excavated or borrow, loose cubic yards, 20 min load/wait/unload, 18 C.Y. 8 wheel truck, cycle 10 miles, 40 MPH, excludes loading equipment | B34I | 234 | 0.03 | L.C.Y. | 0 | 1.67 | 3.05 | 4.72 | 0 | 0 | 0 | 0 | 0 | 2.51 | 3.36 | 5.87 | 0 | 0 | 0 | 0 | STD | Year 2020 | National Average
0 | 312323209280 |  |  | Cycle hauling(wait, load, travel, unload or dump & return) time per cycle, excavated or borrow, loose cubic yards, 20 min load/wait/unload, 18 C.Y. 8 wheel truck, cycle 20 miles, 40 MPH, excludes loading equipment | B34I | 162 | 0.05 | L.C.Y. | 0 | 2.42 | 4.41 | 6.83 | 0 | 0 | 0 | 0 | 0 | 3.62 | 4.85 | 8.47 | 0 | 0 | 0 | 0 | STD | Year 2020 | National Average
0 | 312323209282 |  |  | Cycle hauling(wait, load, travel, unload or dump & return) time per cycle, excavated or borrow, loose cubic yards, 20 min load/wait/unload, 18 C.Y. 8 wheel truck, cycle 30 miles, 40 MPH, excludes loading equipment | B34I | 126 | 0.06 | L.C.Y. | 0 | 3.11 | 5.65 | 8.76 | 0 | 0 | 0 | 0 | 0 | 4.66 | 6.25 | 10.91 | 0 | 0 | 0 | 0 | STD | Year 2020 | National Average
0 | 312323209284 |  |  | Cycle hauling(wait, load, travel, unload or dump & return) time per cycle, excavated or borrow, loose cubic yards, 20 min load/wait/unload, 18 C.Y. 8 wheel truck, cycle 40 miles, 40 MPH, excludes loading equipment | B34I | 108 | 0.07 | L.C.Y. | 0 | 3.63 | 6.6 | 10.23 | 0 | 0 | 0 | 0 | 0 | 5.45 | 7.25 | 12.7 | 0 | 0 | 0 | 0 | STD | Year 2020 | National Average
0 | 312323209286 |  |  | Cycle hauling(wait, load, travel, unload or dump & return) time per cycle, excavated or borrow, loose cubic yards, 20 min load/wait/unload, 18 C.Y. 8 wheel truck, cycle 50 miles, 40 MPH, excludes loading equipment | B34I | 90 | 0.09 | L.C.Y. | 0 | 4.35 | 7.95 | 12.3 | 0 | 0 | 0 | 0 | 0 | 6.5 | 8.7 | 15.2 | 0 | 0 | 0 | 0 | STD | Year 2020 | National Average
0 | 312323209294 |  |  | Cycle hauling(wait, load, travel, unload or dump & return) time per cycle, excavated or borrow, loose cubic yards, 20 min load/wait/unload, 18 C.Y. 8 wheel truck, cycle 8 miles, 45 MPH, excludes loading equipment | B34I | 270 | 0.03 | L.C.Y. | 0 | 1.45 | 2.64 | 4.09 | 0 | 0 | 0 | 0 | 0 | 2.17 | 2.91 | 5.08 | 0 | 0 | 0 | 0 | STD | Year 2020 | National Average
0 | 312323209296 |  |  | Cycle hauling(wait, load, travel, unload or dump & return) time per cycle, excavated or borrow, loose cubic yards, 20 min load/wait/unload, 18 C.Y. 8 wheel truck, cycle 10 miles, 45 MPH, excludes loading equipment | B34I | 252 | 0.03 | L.C.Y. | 0 | 1.55 | 2.83 | 4.38 | 0 | 0 | 0 | 0 | 0 | 2.33 | 3.12 | 5.45 | 0 | 0 | 0 | 0 | STD | Year 2020 | National Average
0 | 312323209298 |  |  | Cycle hauling(wait, load, travel, unload or dump & return) time per cycle, excavated or borrow, loose cubic yards, 20 min load/wait/unload, 18 C.Y. 8 wheel truck, cycle 20 miles, 45 MPH, excludes loading equipment | B34I | 180 | 0.04 | L.C.Y. | 0 | 2.18 | 3.97 | 6.15 | 0 | 0 | 0 | 0 | 0 | 3.26 | 4.36 | 7.62 | 0 | 0 | 0 | 0 | STD | Year 2020 | National Average
0 | 312323209300 |  |  | Cycle hauling(wait, load, travel, unload or dump & return) time per cycle, excavated or borrow, loose cubic yards, 20 min load/wait/unload, 18 C.Y. 8 wheel truck, cycle 30 miles, 45 MPH, excludes loading equipment | B34I | 144 | 0.06 | L.C.Y. | 0 | 2.72 | 4.96 | 7.68 | 0 | 0 | 0 | 0 | 0 | 4.08 | 5.45 | 9.53 | 0 | 0 | 0 | 0 | STD | Year 2020 | National Average
0 | 312323209302 |  |  | Cycle hauling(wait, load, travel, unload or dump & return) time per cycle, excavated or borrow, loose cubic yards, 20 min load/wait/unload, 18 C.Y. 8 wheel truck, cycle 40 miles, 45 MPH, excludes loading equipment | B34I | 108 | 0.07 | L.C.Y. | 0 | 3.63 | 6.6 | 10.23 | 0 | 0 | 0 | 0 | 0 | 5.45 | 7.25 | 12.7 | 0 | 0 | 0 | 0 | STD | Year 2020 | National Average
0 | 312323209304 |  |  | Cycle hauling(wait, load, travel, unload or dump & return) time per cycle, excavated or borrow, loose cubic yards, 20 min load/wait/unload, 18 C.Y. 8 wheel truck, cycle 50 miles, 45 MPH, excludes loading equipment | B34I | 90 | 0.09 | L.C.Y. | 0 | 4.35 | 7.95 | 12.3 | 0 | 0 | 0 | 0 | 0 | 6.5 | 8.7 | 15.2 | 0 | 0 | 0 | 0 | STD | Year 2020 | National Average
0 | 312323209306 |  |  | Cycle hauling(wait, load, travel, unload or dump & return) time per cycle, excavated or borrow, loose cubic yards, 20 min load/wait/unload, 18 C.Y. 8 wheel truck, cycle 10 miles, 50 MPH, excludes loading equipment | B34I | 270 | 0.03 | L.C.Y. | 0 | 1.45 | 2.64 | 4.09 | 0 | 0 | 0 | 0 | 0 | 2.17 | 2.91 | 5.08 | 0 | 0 | 0 | 0 | STD | Year 2020 | National Average
0 | 312323209308 |  |  | Cycle hauling(wait, load, travel, unload or dump & return) time per cycle, excavated or borrow, loose cubic yards, 20 min load/wait/unload, 18 C.Y. 8 wheel truck, cycle 20 miles, 50 MPH, excludes loading equipment | B34I | 198 | 0.04 | L.C.Y. | 0 | 1.98 | 3.6 | 5.58 | 0 | 0 | 0 | 0 | 0 | 2.96 | 3.97 | 6.93 | 0 | 0 | 0 | 0 | STD | Year 2020 | National Average
0 | 312323209310 |  |  | Cycle hauling(wait, load, travel, unload or dump & return) time per cycle, excavated or borrow, loose cubic yards, 20 min load/wait/unload, 18 C.Y. 8 wheel truck, cycle 30 miles, 50 MPH, excludes loading equipment | B34I | 144 | 0.06 | L.C.Y. | 0 | 2.72 | 4.96 | 7.68 | 0 | 0 | 0 | 0 | 0 | 4.08 | 5.45 | 9.53 | 0 | 0 | 0 | 0 | STD | Year 2020 | National Average
0 | 312323209312 |  |  | Cycle hauling(wait, load, travel, unload or dump & return) time per cycle, excavated or borrow, loose cubic yards, 20 min load/wait/unload, 18 C.Y. 8 wheel truck, cycle 40 miles, 50 MPH, excludes loading equipment | B34I | 126 | 0.06 | L.C.Y. | 0 | 3.11 | 5.65 | 8.76 | 0 | 0 | 0 | 0 | 0 | 4.66 | 6.25 | 10.91 | 0 | 0 | 0 | 0 | STD | Year 2020 | National Average
0 | 312323209314 |  |  | Cycle hauling(wait, load, travel, unload or dump & return) time per cycle, excavated or borrow, loose cubic yards, 20 min load/wait/unload, 18 C.Y. 8 wheel truck, cycle 50 miles, 50 MPH, excludes loading equipment | B34I | 108 | 0.07 | L.C.Y. | 0 | 3.63 | 6.6 | 10.23 | 0 | 0 | 0 | 0 | 0 | 5.45 | 7.25 | 12.7 | 0 | 0 | 0 | 0 | STD | Year 2020 | National Average
0 | 312323209414 |  |  | Cycle hauling(wait, load, travel, unload or dump & return) time per cycle, excavated or borrow, loose cubic yards, 25 min load/wait/unload, 18 C.Y. 8 wheel truck, cycle 0.5 mile, 15 MPH, excludes loading equipment | B34I | 306 | 0.03 | L.C.Y. | 0 | 1.28 | 2.33 | 3.61 | 0 | 0 | 0 | 0 | 0 | 1.92 | 2.57 | 4.49 | 0 | 0 | 0 | 0 | STD | Year 2020 | National Average
0 | 312323209416 |  |  | Cycle hauling(wait, load, travel, unload or dump & return) time per cycle, excavated or borrow, loose cubic yards, 25 min load/wait/unload, 18 C.Y. 8 wheel truck, cycle 1 mile, 15 MPH, excludes loading equipment | B34I | 288 | 0.03 | L.C.Y. | 0 | 1.36 | 2.48 | 3.84 | 0 | 0 | 0 | 0 | 0 | 2.04 | 2.73 | 4.77 | 0 | 0 | 0 | 0 | STD | Year 2020 | National Average
0 | 312323209418 |  |  | Cycle hauling(wait, load, travel, unload or dump & return) time per cycle, excavated or borrow, loose cubic yards, 25 min load/wait/unload, 18 C.Y. 8 wheel truck, cycle 2 miles, 15 MPH, excludes loading equipment | B34I | 252 | 0.03 | L.C.Y. | 0 | 1.55 | 2.83 | 4.38 | 0 | 0 | 0 | 0 | 0 | 2.33 | 3.12 | 5.45 | 0 | 0 | 0 | 0 | STD | Year 2020 | National Average
0 | 312323209420 |  |  | Cycle hauling(wait, load, travel, unload or dump & return) time per cycle, excavated or borrow, loose cubic yards, 25 min load/wait/unload, 18 C.Y. 8 wheel truck, cycle 4 miles, 15 MPH, excludes loading equipment | B34I | 198 | 0.04 | L.C.Y. | 0 | 1.98 | 3.6 | 5.58 | 0 | 0 | 0 | 0 | 0 | 2.96 | 3.97 | 6.93 | 0 | 0 | 0 | 0 | STD | Year 2020 | National Average
0 | 312323209422 |  |  | Cycle hauling(wait, load, travel, unload or dump & return) time per cycle, excavated or borrow, loose cubic yards, 25 min load/wait/unload, 18 C.Y. 8 wheel truck, cycle 6 miles, 15 MPH, excludes loading equipment | B34I | 180 | 0.04 | L.C.Y. | 0 | 2.18 | 3.97 | 6.15 | 0 | 0 | 0 | 0 | 0 | 3.26 | 4.36 | 7.62 | 0 | 0 | 0 | 0 | STD | Year 2020 | National Average
0 | 312323209424 |  |  | Cycle hauling(wait, load, travel, unload or dump & return) time per cycle, excavated or borrow, loose cubic yards, 25 min load/wait/unload, 18 C.Y. 8 wheel truck, cycle 8 miles, 15 MPH, excludes loading equipment | B34I | 144 | 0.06 | L.C.Y. | 0 | 2.72 | 4.96 | 7.68 | 0 | 0 | 0 | 0 | 0 | 4.08 | 5.45 | 9.53 | 0 | 0 | 0 | 0 | STD | Year 2020 | National Average
0 | 312323209425 |  |  | Cycle hauling(wait, load, travel, unload or dump & return) time per cycle, excavated or borrow, loose cubic yards, 25 min load/wait/unload, 18 C.Y. 8 wheel truck, cycle 10 miles, 15 MPH, excludes loading equipment | B34I | 126 | 0.06 | L.C.Y. | 0 | 3.11 | 5.65 | 8.76 | 0 | 0 | 0 | 0 | 0 | 4.66 | 6.25 | 10.91 | 0 | 0 | 0 | 0 | STD | Year 2020 | National Average
0 | 312323209426 |  |  | Cycle hauling(wait, load, travel, unload or dump & return) time per cycle, excavated or borrow, loose cubic yards, 25 min load/wait/unload, 18 C.Y. 8 wheel truck, cycle 0.5 mile, 20 MPH, excludes loading equipment | B34I | 324 | 0.03 | L.C.Y. | 0 | 1.21 | 2.2 | 3.41 | 0 | 0 | 0 | 0 | 0 | 1.81 | 2.42 | 4.23 | 0 | 0 | 0 | 0 | STD | Year 2020 | National Average
0 | 312323209428 |  |  | Cycle hauling(wait, load, travel, unload or dump & return) time per cycle, excavated or borrow, loose cubic yards, 25 min load/wait/unload, 18 C.Y. 8 wheel truck, cycle 1 mile, 20 MPH, excludes loading equipment | B34I | 306 | 0.03 | L.C.Y. | 0 | 1.28 | 2.33 | 3.61 | 0 | 0 | 0 | 0 | 0 | 1.92 | 2.57 | 4.49 | 0 | 0 | 0 | 0 | STD | Year 2020 | National Average
0 | 312323209430 |  |  | Cycle hauling(wait, load, travel, unload or dump & return) time per cycle, excavated or borrow, loose cubic yards, 25 min load/wait/unload, 18 C.Y. 8 wheel truck, cycle 2 miles, 20 MPH, excludes loading equipment | B34I | 270 | 0.03 | L.C.Y. | 0 | 1.45 | 2.64 | 4.09 | 0 | 0 | 0 | 0 | 0 | 2.17 | 2.91 | 5.08 | 0 | 0 | 0 | 0 | STD | Year 2020 | National Average
0 | 312323209432 |  |  | Cycle hauling(wait, load, travel, unload or dump & return) time per cycle, excavated or borrow, loose cubic yards, 25 min load/wait/unload, 18 C.Y. 8 wheel truck, cycle 4 miles, 20 MPH, excludes loading equipment | B34I | 234 | 0.03 | L.C.Y. | 0 | 1.67 | 3.05 | 4.72 | 0 | 0 | 0 | 0 | 0 | 2.51 | 3.36 | 5.87 | 0 | 0 | 0 | 0 | STD | Year 2020 | National Average
0 | 312323209434 |  |  | Cycle hauling(wait, load, travel, unload or dump & return) time per cycle, excavated or borrow, loose cubic yards, 25 min load/wait/unload, 18 C.Y. 8 wheel truck, cycle 6 miles, 20 MPH, excludes loading equipment | B34I | 198 | 0.04 | L.C.Y. | 0 | 1.98 | 3.6 | 5.58 | 0 | 0 | 0 | 0 | 0 | 2.96 | 3.97 | 6.93 | 0 | 0 | 0 | 0 | STD | Year 2020 | National Average
0 | 312323209436 |  |  | Cycle hauling(wait, load, travel, unload or dump & return) time per cycle, excavated or borrow, loose cubic yards, 25 min load/wait/unload, 18 C.Y. 8 wheel truck, cycle 8 miles, 20 MPH, excludes loading equipment | B34I | 180 | 0.04 | L.C.Y. | 0 | 2.18 | 3.97 | 6.15 | 0 | 0 | 0 | 0 | 0 | 3.26 | 4.36 | 7.62 | 0 | 0 | 0 | 0 | STD | Year 2020 | National Average
0 | 312323209438 |  |  | Cycle hauling(wait, load, travel, unload or dump & return) time per cycle, excavated or borrow, loose cubic yards, 25 min load/wait/unload, 18 C.Y. 8 wheel truck, cycle 10 miles, 20 MPH, excludes loading equipment | B34I | 144 | 0.06 | L.C.Y. | 0 | 2.72 | 4.96 | 7.68 | 0 | 0 | 0 | 0 | 0 | 4.08 | 5.45 | 9.53 | 0 | 0 | 0 | 0 | STD | Year 2020 | National Average
0 | 312323209440 |  |  | Cycle hauling(wait, load, travel, unload or dump & return) time per cycle, excavated or borrow, loose cubic yards, 25 min load/wait/unload, 18 C.Y. 8 wheel truck, cycle 4 miles, 25 MPH, excludes loading equipment | B34I | 252 | 0.03 | L.C.Y. | 0 | 1.55 | 2.83 | 4.38 | 0 | 0 | 0 | 0 | 0 | 2.33 | 3.12 | 5.45 | 0 | 0 | 0 | 0 | STD | Year 2020 | National Average
0 | 312323209442 |  |  | Cycle hauling(wait, load, travel, unload or dump & return) time per cycle, excavated or borrow, loose cubic yards, 25 min load/wait/unload, 18 C.Y. 8 wheel truck, cycle 6 miles, 25 MPH, excludes loading equipment | B34I | 216 | 0.04 | L.C.Y. | 0 | 1.81 | 3.31 | 5.12 | 0 | 0 | 0 | 0 | 0 | 2.72 | 3.64 | 6.36 | 0 | 0 | 0 | 0 | STD | Year 2020 | National Average
0 | 312323209444 |  |  | Cycle hauling(wait, load, travel, unload or dump & return) time per cycle, excavated or borrow, loose cubic yards, 25 min load/wait/unload, 18 C.Y. 8 wheel truck, cycle 8 miles, 25 MPH, excludes loading equipment | B34I | 198 | 0.04 | L.C.Y. | 0 | 1.98 | 3.6 | 5.58 | 0 | 0 | 0 | 0 | 0 | 2.96 | 3.97 | 6.93 | 0 | 0 | 0 | 0 | STD | Year 2020 | National Average
0 | 312323209446 |  |  | Cycle hauling(wait, load, travel, unload or dump & return) time per cycle, excavated or borrow, loose cubic yards, 25 min load/wait/unload, 18 C.Y. 8 wheel truck, cycle 10 miles, 25 MPH, excludes loading equipment | B34I | 180 | 0.04 | L.C.Y. | 0 | 2.18 | 3.97 | 6.15 | 0 | 0 | 0 | 0 | 0 | 3.26 | 4.36 | 7.62 | 0 | 0 | 0 | 0 | STD | Year 2020 | National Average
0 | 312323209450 |  |  | Cycle hauling(wait, load, travel, unload or dump & return) time per cycle, excavated or borrow, loose cubic yards, 25 min load/wait/unload, 18 C.Y. 8 wheel truck, cycle 4 miles, 30 MPH, excludes loading equipment | B34I | 252 | 0.03 | L.C.Y. | 0 | 1.55 | 2.83 | 4.38 | 0 | 0 | 0 | 0 | 0 | 2.33 | 3.12 | 5.45 | 0 | 0 | 0 | 0 | STD | Year 2020 | National Average
0 | 312323209452 |  |  | Cycle hauling(wait, load, travel, unload or dump & return) time per cycle, excavated or borrow, loose cubic yards, 25 min load/wait/unload, 18 C.Y. 8 wheel truck, cycle 6 miles, 30 MPH, excludes loading equipment | B34I | 234 | 0.03 | L.C.Y. | 0 | 1.67 | 3.05 | 4.72 | 0 | 0 | 0 | 0 | 0 | 2.51 | 3.36 | 5.87 | 0 | 0 | 0 | 0 | STD | Year 2020 | National Average
0 | 312323209454 |  |  | Cycle hauling(wait, load, travel, unload or dump & return) time per cycle, excavated or borrow, loose cubic yards, 25 min load/wait/unload, 18 C.Y. 8 wheel truck, cycle 8 miles, 30 MPH, excludes loading equipment | B34I | 198 | 0.04 | L.C.Y. | 0 | 1.98 | 3.6 | 5.58 | 0 | 0 | 0 | 0 | 0 | 2.96 | 3.97 | 6.93 | 0 | 0 | 0 | 0 | STD | Year 2020 | National Average
0 | 312323209456 |  |  | Cycle hauling(wait, load, travel, unload or dump & return) time per cycle, excavated or borrow, loose cubic yards, 25 min load/wait/unload, 18 C.Y. 8 wheel truck, cycle 10 miles, 30 MPH, excludes loading equipment | B34I | 180 | 0.04 | L.C.Y. | 0 | 2.18 | 3.97 | 6.15 | 0 | 0 | 0 | 0 | 0 | 3.26 | 4.36 | 7.62 | 0 | 0 | 0 | 0 | STD | Year 2020 | National Average
0 | 312323209460 |  |  | Cycle hauling(wait, load, travel, unload or dump & return) time per cycle, excavated or borrow, loose cubic yards, 25 min load/wait/unload, 18 C.Y. 8 wheel truck, cycle 4 miles, 35 MPH, excludes loading equipment | B34I | 270 | 0.03 | L.C.Y. | 0 | 1.45 | 2.64 | 4.09 | 0 | 0 | 0 | 0 | 0 | 2.17 | 2.91 | 5.08 | 0 | 0 | 0 | 0 | STD | Year 2020 | National Average
0 | 312323209462 |  |  | Cycle hauling(wait, load, travel, unload or dump & return) time per cycle, excavated or borrow, loose cubic yards, 25 min load/wait/unload, 18 C.Y. 8 wheel truck, cycle 6 miles, 35 MPH, excludes loading equipment | B34I | 234 | 0.03 | L.C.Y. | 0 | 1.67 | 3.05 | 4.72 | 0 | 0 | 0 | 0 | 0 | 2.51 | 3.36 | 5.87 | 0 | 0 | 0 | 0 | STD | Year 2020 | National Average
0 | 312323209464 |  |  | Cycle hauling(wait, load, travel, unload or dump & return) time per cycle, excavated or borrow, loose cubic yards, 25 min load/wait/unload, 18 C.Y. 8 wheel truck, cycle 8 miles, 35 MPH, excludes loading equipment | B34I | 216 | 0.04 | L.C.Y. | 0 | 1.81 | 3.31 | 5.12 | 0 | 0 | 0 | 0 | 0 | 2.72 | 3.64 | 6.36 | 0 | 0 | 0 | 0 | STD | Year 2020 | National Average
0 | 312323209466 |  |  | Cycle hauling(wait, load, travel, unload or dump & return) time per cycle, excavated or borrow, loose cubic yards, 25 min load/wait/unload, 18 C.Y. 8 wheel truck, cycle 10 miles, 35 MPH, excludes loading equipment | B34I | 198 | 0.04 | L.C.Y. | 0 | 1.98 | 3.6 | 5.58 | 0 | 0 | 0 | 0 | 0 | 2.96 | 3.97 | 6.93 | 0 | 0 | 0 | 0 | STD | Year 2020 | National Average
0 | 312323209468 |  |  | Cycle hauling(wait, load, travel, unload or dump & return) time per cycle, excavated or borrow, loose cubic yards, 25 min load/wait/unload, 18 C.Y. 8 wheel truck, cycle 20 miles, 35 MPH, excludes loading equipment | B34I | 144 | 0.06 | L.C.Y. | 0 | 2.72 | 4.96 | 7.68 | 0 | 0 | 0 | 0 | 0 | 4.08 | 5.45 | 9.53 | 0 | 0 | 0 | 0 | STD | Year 2020 | National Average
0 | 312323209470 |  |  | Cycle hauling(wait, load, travel, unload or dump & return) time per cycle, excavated or borrow, loose cubic yards, 25 min load/wait/unload, 18 C.Y. 8 wheel truck, cycle 30 miles, 35 MPH, excludes loading equipment | B34I | 108 | 0.07 | L.C.Y. | 0 | 3.63 | 6.6 | 10.23 | 0 | 0 | 0 | 0 | 0 | 5.45 | 7.25 | 12.7 | 0 | 0 | 0 | 0 | STD | Year 2020 | National Average
0 | 312323209472 |  |  | Cycle hauling(wait, load, travel, unload or dump & return) time per cycle, excavated or borrow, loose cubic yards, 25 min load/wait/unload, 18 C.Y. 8 wheel truck, cycle 40 miles, 35 MPH, excludes loading equipment | B34I | 90 | 0.09 | L.C.Y. | 0 | 4.35 | 7.95 | 12.3 | 0 | 0 | 0 | 0 | 0 | 6.5 | 8.7 | 15.2 | 0 | 0 | 0 | 0 | STD | Year 2020 | National Average
0 | 312323209474 |  |  | Cycle hauling(wait, load, travel, unload or dump & return) time per cycle, excavated or borrow, loose cubic yards, 25 min load/wait/unload, 18 C.Y. 8 wheel truck, cycle 6 miles, 40 MPH, excludes loading equipment | B34I | 252 | 0.03 | L.C.Y. | 0 | 1.55 | 2.83 | 4.38 | 0 | 0 | 0 | 0 | 0 | 2.33 | 3.12 | 5.45 | 0 | 0 | 0 | 0 | STD | Year 2020 | National Average
0 | 312323209476 |  |  | Cycle hauling(wait, load, travel, unload or dump & return) time per cycle, excavated or borrow, loose cubic yards, 25 min load/wait/unload, 18 C.Y. 8 wheel truck, cycle 8 miles, 40 MPH, excludes loading equipment | B34I | 234 | 0.03 | L.C.Y. | 0 | 1.67 | 3.05 | 4.72 | 0 | 0 | 0 | 0 | 0 | 2.51 | 3.36 | 5.87 | 0 | 0 | 0 | 0 | STD | Year 2020 | National Average
0 | 312323209478 |  |  | Cycle hauling(wait, load, travel, unload or dump & return) time per cycle, excavated or borrow, loose cubic yards, 25 min load/wait/unload, 18 C.Y. 8 wheel truck, cycle 10 miles, 40 MPH, excludes loading equipment | B34I | 216 | 0.04 | L.C.Y. | 0 | 1.81 | 3.31 | 5.12 | 0 | 0 | 0 | 0 | 0 | 2.72 | 3.64 | 6.36 | 0 | 0 | 0 | 0 | STD | Year 2020 | National Average
0 | 312323209480 |  |  | Cycle hauling(wait, load, travel, unload or dump & return) time per cycle, excavated or borrow, loose cubic yards, 25 min load/wait/unload, 18 C.Y. 8 wheel truck, cycle 20 miles, 40 MPH, excludes loading equipment | B34I | 144 | 0.06 | L.C.Y. | 0 | 2.72 | 4.96 | 7.68 | 0 | 0 | 0 | 0 | 0 | 4.08 | 5.45 | 9.53 | 0 | 0 | 0 | 0 | STD | Year 2020 | National Average
0 | 312323209482 |  |  | Cycle hauling(wait, load, travel, unload or dump & return) time per cycle, excavated or borrow, loose cubic yards, 25 min load/wait/unload, 18 C.Y. 8 wheel truck, cycle 30 miles, 40 MPH, excludes loading equipment | B34I | 126 | 0.06 | L.C.Y. | 0 | 3.11 | 5.65 | 8.76 | 0 | 0 | 0 | 0 | 0 | 4.66 | 6.25 | 10.91 | 0 | 0 | 0 | 0 | STD | Year 2020 | National Average
0 | 312323209484 |  |  | Cycle hauling(wait, load, travel, unload or dump & return) time per cycle, excavated or borrow, loose cubic yards, 25 min load/wait/unload, 18 C.Y. 8 wheel truck, cycle 40 miles, 40 MPH, excludes loading equipment | B34I | 90 | 0.09 | L.C.Y. | 0 | 4.35 | 7.95 | 12.3 | 0 | 0 | 0 | 0 | 0 | 6.5 | 8.7 | 15.2 | 0 | 0 | 0 | 0 | STD | Year 2020 | National Average
0 | 312323209486 |  |  | Cycle hauling(wait, load, travel, unload or dump & return) time per cycle, excavated or borrow, loose cubic yards, 25 min load/wait/unload, 18 C.Y. 8 wheel truck, cycle 50 miles, 40 MPH, excludes loading equipment | B34I | 90 | 0.09 | L.C.Y. | 0 | 4.35 | 7.95 | 12.3 | 0 | 0 | 0 | 0 | 0 | 6.5 | 8.7 | 15.2 | 0 | 0 | 0 | 0 | STD | Year 2020 | National Average
0 | 312323209494 |  |  | Cycle hauling(wait, load, travel, unload or dump & return) time per cycle, excavated or borrow, loose cubic yards, 25 min load/wait/unload, 18 C.Y. 8 wheel truck, cycle 8 miles, 45 MPH, excludes loading equipment | B34I | 234 | 0.03 | L.C.Y. | 0 | 1.67 | 3.05 | 4.72 | 0 | 0 | 0 | 0 | 0 | 2.51 | 3.36 | 5.87 | 0 | 0 | 0 | 0 | STD | Year 2020 | National Average
0 | 312323209496 |  |  | Cycle hauling(wait, load, travel, unload or dump & return) time per cycle, excavated or borrow, loose cubic yards, 25 min load/wait/unload, 18 C.Y. 8 wheel truck, cycle 10 miles, 45 MPH, excludes loading equipment | B34I | 216 | 0.04 | L.C.Y. | 0 | 1.81 | 3.31 | 5.12 | 0 | 0 | 0 | 0 | 0 | 2.72 | 3.64 | 6.36 | 0 | 0 | 0 | 0 | STD | Year 2020 | National Average
0 | 312323209498 |  |  | Cycle hauling(wait, load, travel, unload or dump & return) time per cycle, excavated or borrow, loose cubic yards, 25 min load/wait/unload, 18 C.Y. 8 wheel truck, cycle 20 miles, 45 MPH, excludes loading equipment | B34I | 162 | 0.05 | L.C.Y. | 0 | 2.42 | 4.41 | 6.83 | 0 | 0 | 0 | 0 | 0 | 3.62 | 4.85 | 8.47 | 0 | 0 | 0 | 0 | STD | Year 2020 | National Average
0 | 312323209500 |  |  | Cycle hauling(wait, load, travel, unload or dump & return) time per cycle, excavated or borrow, loose cubic yards, 25 min load/wait/unload, 18 C.Y. 8 wheel truck, cycle 30 miles, 45 MPH, excludes loading equipment | B34I | 126 | 0.06 | L.C.Y. | 0 | 3.11 | 5.65 | 8.76 | 0 | 0 | 0 | 0 | 0 | 4.66 | 6.25 | 10.91 | 0 | 0 | 0 | 0 | STD | Year 2020 | National Average
0 | 312323209502 |  |  | Cycle hauling(wait, load, travel, unload or dump & return) time per cycle, excavated or borrow, loose cubic yards, 25 min load/wait/unload, 18 C.Y. 8 wheel truck, cycle 40 miles, 45 MPH, excludes loading equipment | B34I | 108 | 0.07 | L.C.Y. | 0 | 3.63 | 6.6 | 10.23 | 0 | 0 | 0 | 0 | 0 | 5.45 | 7.25 | 12.7 | 0 | 0 | 0 | 0 | STD | Year 2020 | National Average
0 | 312323209504 |  |  | Cycle hauling(wait, load, travel, unload or dump & return) time per cycle, excavated or borrow, loose cubic yards, 25 min load/wait/unload, 18 C.Y. 8 wheel truck, cycle 50 miles, 45 MPH, excludes loading equipment | B34I | 90 | 0.09 | L.C.Y. | 0 | 4.35 | 7.95 | 12.3 | 0 | 0 | 0 | 0 | 0 | 6.5 | 8.7 | 15.2 | 0 | 0 | 0 | 0 | STD | Year 2020 | National Average
0 | 312323209506 |  |  | Cycle hauling(wait, load, travel, unload or dump & return) time per cycle, excavated or borrow, loose cubic yards, 25 min load/wait/unload, 18 C.Y. 8 wheel truck, cycle 10 miles, 50 MPH, excludes loading equipment | B34I | 234 | 0.03 | L.C.Y. | 0 | 1.67 | 3.05 | 4.72 | 0 | 0 | 0 | 0 | 0 | 2.51 | 3.36 | 5.87 | 0 | 0 | 0 | 0 | STD | Year 2020 | National Average
0 | 312323209508 |  |  | Cycle hauling(wait, load, travel, unload or dump & return) time per cycle, excavated or borrow, loose cubic yards, 25 min load/wait/unload, 18 C.Y. 8 wheel truck, cycle 20 miles, 50 MPH, excludes loading equipment | B34I | 180 | 0.04 | L.C.Y. | 0 | 2.18 | 3.97 | 6.15 | 0 | 0 | 0 | 0 | 0 | 3.26 | 4.36 | 7.62 | 0 | 0 | 0 | 0 | STD | Year 2020 | National Average
0 | 312323209510 |  |  | Cycle hauling(wait, load, travel, unload or dump & return) time per cycle, excavated or borrow, loose cubic yards, 25 min load/wait/unload, 18 C.Y. 8 wheel truck, cycle 30 miles, 50 MPH, excludes loading equipment | B34I | 144 | 0.06 | L.C.Y. | 0 | 2.72 | 4.96 | 7.68 | 0 | 0 | 0 | 0 | 0 | 4.08 | 5.45 | 9.53 | 0 | 0 | 0 | 0 | STD | Year 2020 | National Average
0 | 312323209512 |  |  | Cycle hauling(wait, load, travel, unload or dump & return) time per cycle, excavated or borrow, loose cubic yards, 25 min load/wait/unload, 18 C.Y. 8 wheel truck, cycle 40 miles, 50 MPH, excludes loading equipment | B34I | 108 | 0.07 | L.C.Y. | 0 | 3.63 | 6.6 | 10.23 | 0 | 0 | 0 | 0 | 0 | 5.45 | 7.25 | 12.7 | 0 | 0 | 0 | 0 | STD | Year 2020 | National Average
0 | 312323209514 |  |  | Cycle hauling(wait, load, travel, unload or dump & return) time per cycle, excavated or borrow, loose cubic yards, 25 min load/wait/unload, 18 C.Y. 8 wheel truck, cycle 50 miles, 50 MPH, excludes loading equipment | B34I | 90 | 0.09 | L.C.Y. | 0 | 4.35 | 7.95 | 12.3 | 0 | 0 | 0 | 0 | 0 | 6.5 | 8.7 | 15.2 | 0 | 0 | 0 | 0 | STD | Year 2020 | National Average
0 | 312323209614 |  |  | Cycle hauling(wait, load, travel, unload or dump & return) time per cycle, excavated or borrow, loose cubic yards, 30 min load/wait/unload, 18 C.Y. 8 wheel truck, cycle 0.5 mile, 15 MPH, excludes loading equipment | B34I | 270 | 0.03 | L.C.Y. | 0 | 1.45 | 2.64 | 4.09 | 0 | 0 | 0 | 0 | 0 | 2.17 | 2.91 | 5.08 | 0 | 0 | 0 | 0 | STD | Year 2020 | National Average
0 | 312323209616 |  |  | Cycle hauling(wait, load, travel, unload or dump & return) time per cycle, excavated or borrow, loose cubic yards, 30 min load/wait/unload, 18 C.Y. 8 wheel truck, cycle 1 mile, 15 MPH, excludes loading equipment | B34I | 252 | 0.03 | L.C.Y. | 0 | 1.55 | 2.83 | 4.38 | 0 | 0 | 0 | 0 | 0 | 2.33 | 3.12 | 5.45 | 0 | 0 | 0 | 0 | STD | Year 2020 | National Average
0 | 312323209618 |  |  | Cycle hauling(wait, load, travel, unload or dump & return) time per cycle, excavated or borrow, loose cubic yards, 30 min load/wait/unload, 18 C.Y. 8 wheel truck, cycle 2 miles, 15 MPH, excludes loading equipment | B34I | 216 | 0.04 | L.C.Y. | 0 | 1.81 | 3.31 | 5.12 | 0 | 0 | 0 | 0 | 0 | 2.72 | 3.64 | 6.36 | 0 | 0 | 0 | 0 | STD | Year 2020 | National Average
0 | 312323209620 |  |  | Cycle hauling(wait, load, travel, unload or dump & return) time per cycle, excavated or borrow, loose cubic yards, 30 min load/wait/unload, 18 C.Y. 8 wheel truck, cycle 4 miles, 15 MPH, excludes loading equipment | B34I | 180 | 0.04 | L.C.Y. | 0 | 2.18 | 3.97 | 6.15 | 0 | 0 | 0 | 0 | 0 | 3.26 | 4.36 | 7.62 | 0 | 0 | 0 | 0 | STD | Year 2020 | National Average
0 | 312323209622 |  |  | Cycle hauling(wait, load, travel, unload or dump & return) time per cycle, excavated or borrow, loose cubic yards, 30 min load/wait/unload, 18 C.Y. 8 wheel truck, cycle 6 miles, 15 MPH, excludes loading equipment | B34I | 162 | 0.05 | L.C.Y. | 0 | 2.42 | 4.41 | 6.83 | 0 | 0 | 0 | 0 | 0 | 3.62 | 4.85 | 8.47 | 0 | 0 | 0 | 0 | STD | Year 2020 | National Average
0 | 312323209624 |  |  | Cycle hauling(wait, load, travel, unload or dump & return) time per cycle, excavated or borrow, loose cubic yards, 30 min load/wait/unload, 18 C.Y. 8 wheel truck, cycle 8 miles, 15 MPH, excludes loading equipment | B34I | 126 | 0.06 | L.C.Y. | 0 | 3.11 | 5.65 | 8.76 | 0 | 0 | 0 | 0 | 0 | 4.66 | 6.25 | 10.91 | 0 | 0 | 0 | 0 | STD | Year 2020 | National Average
0 | 312323209625 |  |  | Cycle hauling(wait, load, travel, unload or dump & return) time per cycle, excavated or borrow, loose cubic yards, 30 min load/wait/unload, 18 C.Y. 8 wheel truck, cycle 10 miles, 15 MPH, excludes loading equipment | B34I | 126 | 0.06 | L.C.Y. | 0 | 3.11 | 5.65 | 8.76 | 0 | 0 | 0 | 0 | 0 | 4.66 | 6.25 | 10.91 | 0 | 0 | 0 | 0 | STD | Year 2020 | National Average
0 | 312323209626 |  |  | Cycle hauling(wait, load, travel, unload or dump & return) time per cycle, excavated or borrow, loose cubic yards, 30 min load/wait/unload, 18 C.Y. 8 wheel truck, cycle 0.5 mile, 20 MPH, excludes loading equipment | B34I | 270 | 0.03 | L.C.Y. | 0 | 1.45 | 2.64 | 4.09 | 0 | 0 | 0 | 0 | 0 | 2.17 | 2.91 | 5.08 | 0 | 0 | 0 | 0 | STD | Year 2020 | National Average
0 | 312323209628 |  |  | Cycle hauling(wait, load, travel, unload or dump & return) time per cycle, excavated or borrow, loose cubic yards, 30 min load/wait/unload, 18 C.Y. 8 wheel truck, cycle 1 mile, 20 MPH, excludes loading equipment | B34I | 252 | 0.03 | L.C.Y. | 0 | 1.55 | 2.83 | 4.38 | 0 | 0 | 0 | 0 | 0 | 2.33 | 3.12 | 5.45 | 0 | 0 | 0 | 0 | STD | Year 2020 | National Average
0 | 312323209630 |  |  | Cycle hauling(wait, load, travel, unload or dump & return) time per cycle, excavated or borrow, loose cubic yards, 30 min load/wait/unload, 18 C.Y. 8 wheel truck, cycle 2 miles, 20 MPH, excludes loading equipment | B34I | 234 | 0.03 | L.C.Y. | 0 | 1.67 | 3.05 | 4.72 | 0 | 0 | 0 | 0 | 0 | 2.51 | 3.36 | 5.87 | 0 | 0 | 0 | 0 | STD | Year 2020 | National Average
0 | 312323209632 |  |  | Cycle hauling(wait, load, travel, unload or dump & return) time per cycle, excavated or borrow, loose cubic yards, 30 min load/wait/unload, 18 C.Y. 8 wheel truck, cycle 4 miles, 20 MPH, excludes loading equipment | B34I | 198 | 0.04 | L.C.Y. | 0 | 1.98 | 3.6 | 5.58 | 0 | 0 | 0 | 0 | 0 | 2.96 | 3.97 | 6.93 | 0 | 0 | 0 | 0 | STD | Year 2020 | National Average
0 | 312323209634 |  |  | Cycle hauling(wait, load, travel, unload or dump & return) time per cycle, excavated or borrow, loose cubic yards, 30 min load/wait/unload, 18 C.Y. 8 wheel truck, cycle 6 miles, 20 MPH, excludes loading equipment | B34I | 180 | 0.04 | L.C.Y. | 0 | 2.18 | 3.97 | 6.15 | 0 | 0 | 0 | 0 | 0 | 3.26 | 4.36 | 7.62 | 0 | 0 | 0 | 0 | STD | Year 2020 | National Average
0 | 312323209636 |  |  | Cycle hauling(wait, load, travel, unload or dump & return) time per cycle, excavated or borrow, loose cubic yards, 30 min load/wait/unload, 18 C.Y. 8 wheel truck, cycle 8 miles, 20 MPH, excludes loading equipment | B34I | 162 | 0.05 | L.C.Y. | 0 | 2.42 | 4.41 | 6.83 | 0 | 0 | 0 | 0 | 0 | 3.62 | 4.85 | 8.47 | 0 | 0 | 0 | 0 | STD | Year 2020 | National Average
0 | 312323209638 |  |  | Cycle hauling(wait, load, travel, unload or dump & return) time per cycle, excavated or borrow, loose cubic yards, 30 min load/wait/unload, 18 C.Y. 8 wheel truck, cycle 10 miles, 20 MPH, excludes loading equipment | B34I | 144 | 0.06 | L.C.Y. | 0 | 2.72 | 4.96 | 7.68 | 0 | 0 | 0 | 0 | 0 | 4.08 | 5.45 | 9.53 | 0 | 0 | 0 | 0 | STD | Year 2020 | National Average
0 | 312323209640 |  |  | Cycle hauling(wait, load, travel, unload or dump & return) time per cycle, excavated or borrow, loose cubic yards, 30 min load/wait/unload, 18 C.Y. 8 wheel truck, cycle 4 miles, 25 MPH, excludes loading equipment | B34I | 216 | 0.04 | L.C.Y. | 0 | 1.81 | 3.31 | 5.12 | 0 | 0 | 0 | 0 | 0 | 2.72 | 3.64 | 6.36 | 0 | 0 | 0 | 0 | STD | Year 2020 | National Average
0 | 312323209642 |  |  | Cycle hauling(wait, load, travel, unload or dump & return) time per cycle, excavated or borrow, loose cubic yards, 30 min load/wait/unload, 18 C.Y. 8 wheel truck, cycle 6 miles, 25 MPH, excludes loading equipment | B34I | 198 | 0.04 | L.C.Y. | 0 | 1.98 | 3.6 | 5.58 | 0 | 0 | 0 | 0 | 0 | 2.96 | 3.97 | 6.93 | 0 | 0 | 0 | 0 | STD | Year 2020 | National Average
0 | 312323209644 |  |  | Cycle hauling(wait, load, travel, unload or dump & return) time per cycle, excavated or borrow, loose cubic yards, 30 min load/wait/unload, 18 C.Y. 8 wheel truck, cycle 8 miles, 25 MPH, excludes loading equipment | B34I | 180 | 0.04 | L.C.Y. | 0 | 2.18 | 3.97 | 6.15 | 0 | 0 | 0 | 0 | 0 | 3.26 | 4.36 | 7.62 | 0 | 0 | 0 | 0 | STD | Year 2020 | National Average
0 | 312323209646 |  |  | Cycle hauling(wait, load, travel, unload or dump & return) time per cycle, excavated or borrow, loose cubic yards, 30 min load/wait/unload, 18 C.Y. 8 wheel truck, cycle 10 miles, 25 MPH, excludes loading equipment | B34I | 162 | 0.05 | L.C.Y. | 0 | 2.42 | 4.41 | 6.83 | 0 | 0 | 0 | 0 | 0 | 3.62 | 4.85 | 8.47 | 0 | 0 | 0 | 0 | STD | Year 2020 | National Average
0 | 312323209650 |  |  | Cycle hauling(wait, load, travel, unload or dump & return) time per cycle, excavated or borrow, loose cubic yards, 30 min load/wait/unload, 18 C.Y. 8 wheel truck, cycle 4 miles, 30 MPH, excludes loading equipment | B34I | 216 | 0.04 | L.C.Y. | 0 | 1.81 | 3.31 | 5.12 | 0 | 0 | 0 | 0 | 0 | 2.72 | 3.64 | 6.36 | 0 | 0 | 0 | 0 | STD | Year 2020 | National Average
0 | 312323209652 |  |  | Cycle hauling(wait, load, travel, unload or dump & return) time per cycle, excavated or borrow, loose cubic yards, 30 min load/wait/unload, 18 C.Y. 8 wheel truck, cycle 6 miles, 30 MPH, excludes loading equipment | B34I | 198 | 0.04 | L.C.Y. | 0 | 1.98 | 3.6 | 5.58 | 0 | 0 | 0 | 0 | 0 | 2.96 | 3.97 | 6.93 | 0 | 0 | 0 | 0 | STD | Year 2020 | National Average
0 | 312323209654 |  |  | Cycle hauling(wait, load, travel, unload or dump & return) time per cycle, excavated or borrow, loose cubic yards, 30 min load/wait/unload, 18 C.Y. 8 wheel truck, cycle 8 miles, 30 MPH, excludes loading equipment | B34I | 180 | 0.04 | L.C.Y. | 0 | 2.18 | 3.97 | 6.15 | 0 | 0 | 0 | 0 | 0 | 3.26 | 4.36 | 7.62 | 0 | 0 | 0 | 0 | STD | Year 2020 | National Average
0 | 312323209656 |  |  | Cycle hauling(wait, load, travel, unload or dump & return) time per cycle, excavated or borrow, loose cubic yards, 30 min load/wait/unload, 18 C.Y. 8 wheel truck, cycle 10 miles, 30 MPH, excludes loading equipment | B34I | 162 | 0.05 | L.C.Y. | 0 | 2.42 | 4.41 | 6.83 | 0 | 0 | 0 | 0 | 0 | 3.62 | 4.85 | 8.47 | 0 | 0 | 0 | 0 | STD | Year 2020 | National Average
0 | 312323209660 |  |  | Cycle hauling(wait, load, travel, unload or dump & return) time per cycle, excavated or borrow, loose cubic yards, 30 min load/wait/unload, 18 C.Y. 8 wheel truck, cycle 4 miles, 35 MPH, excludes loading equipment | B34I | 234 | 0.03 | L.C.Y. | 0 | 1.67 | 3.05 | 4.72 | 0 | 0 | 0 | 0 | 0 | 2.51 | 3.36 | 5.87 | 0 | 0 | 0 | 0 | STD | Year 2020 | National Average
0 | 312323209662 |  |  | Cycle hauling(wait, load, travel, unload or dump & return) time per cycle, excavated or borrow, loose cubic yards, 30 min load/wait/unload, 18 C.Y. 8 wheel truck, cycle 6 miles, 35 MPH, excludes loading equipment | B34I | 216 | 0.04 | L.C.Y. | 0 | 1.81 | 3.31 | 5.12 | 0 | 0 | 0 | 0 | 0 | 2.72 | 3.64 | 6.36 | 0 | 0 | 0 | 0 | STD | Year 2020 | National Average
0 | 312323209664 |  |  | Cycle hauling(wait, load, travel, unload or dump & return) time per cycle, excavated or borrow, loose cubic yards, 30 min load/wait/unload, 18 C.Y. 8 wheel truck, cycle 8 miles, 35 MPH, excludes loading equipment | B34I | 198 | 0.04 | L.C.Y. | 0 | 1.98 | 3.6 | 5.58 | 0 | 0 | 0 | 0 | 0 | 2.96 | 3.97 | 6.93 | 0 | 0 | 0 | 0 | STD | Year 2020 | National Average
0 | 312323209666 |  |  | Cycle hauling(wait, load, travel, unload or dump & return) time per cycle, excavated or borrow, loose cubic yards, 30 min load/wait/unload, 18 C.Y. 8 wheel truck, cycle 10 miles, 35 MPH, excludes loading equipment | B34I | 180 | 0.04 | L.C.Y. | 0 | 2.18 | 3.97 | 6.15 | 0 | 0 | 0 | 0 | 0 | 3.26 | 4.36 | 7.62 | 0 | 0 | 0 | 0 | STD | Year 2020 | National Average
0 | 312323209668 |  |  | Cycle hauling(wait, load, travel, unload or dump & return) time per cycle, excavated or borrow, loose cubic yards, 30 min load/wait/unload, 18 C.Y. 8 wheel truck, cycle 20 miles, 35 MPH, excludes loading equipment | B34I | 126 | 0.06 | L.C.Y. | 0 | 3.11 | 5.65 | 8.76 | 0 | 0 | 0 | 0 | 0 | 4.66 | 6.25 | 10.91 | 0 | 0 | 0 | 0 | STD | Year 2020 | National Average
0 | 312323209670 |  |  | Cycle hauling(wait, load, travel, unload or dump & return) time per cycle, excavated or borrow, loose cubic yards, 30 min load/wait/unload, 18 C.Y. 8 wheel truck, cycle 30 miles, 35 MPH, excludes loading equipment | B34I | 108 | 0.07 | L.C.Y. | 0 | 3.63 | 6.6 | 10.23 | 0 | 0 | 0 | 0 | 0 | 5.45 | 7.25 | 12.7 | 0 | 0 | 0 | 0 | STD | Year 2020 | National Average
0 | 312323209672 |  |  | Cycle hauling(wait, load, travel, unload or dump & return) time per cycle, excavated or borrow, loose cubic yards, 30 min load/wait/unload, 18 C.Y. 8 wheel truck, cycle 40 miles, 35 MPH, excludes loading equipment | B34I | 90 | 0.09 | L.C.Y. | 0 | 4.35 | 7.95 | 12.3 | 0 | 0 | 0 | 0 | 0 | 6.5 | 8.7 | 15.2 | 0 | 0 | 0 | 0 | STD | Year 2020 | National Average
0 | 312323209674 |  |  | Cycle hauling(wait, load, travel, unload or dump & return) time per cycle, excavated or borrow, loose cubic yards, 30 min load/wait/unload, 18 C.Y. 8 wheel truck, cycle 6 miles, 40 MPH, excludes loading equipment | B34I | 216 | 0.04 | L.C.Y. | 0 | 1.81 | 3.31 | 5.12 | 0 | 0 | 0 | 0 | 0 | 2.72 | 3.64 | 6.36 | 0 | 0 | 0 | 0 | STD | Year 2020 | National Average
0 | 312323209676 |  |  | Cycle hauling(wait, load, travel, unload or dump & return) time per cycle, excavated or borrow, loose cubic yards, 30 min load/wait/unload, 18 C.Y. 8 wheel truck, cycle 8 miles, 40 MPH, excludes loading equipment | B34I | 198 | 0.04 | L.C.Y. | 0 | 1.98 | 3.6 | 5.58 | 0 | 0 | 0 | 0 | 0 | 2.96 | 3.97 | 6.93 | 0 | 0 | 0 | 0 | STD | Year 2020 | National Average
0 | 312323209678 |  |  | Cycle hauling(wait, load, travel, unload or dump & return) time per cycle, excavated or borrow, loose cubic yards, 30 min load/wait/unload, 18 C.Y. 8 wheel truck, cycle 10 miles, 40 MPH, excludes loading equipment | B34I | 180 | 0.04 | L.C.Y. | 0 | 2.18 | 3.97 | 6.15 | 0 | 0 | 0 | 0 | 0 | 3.26 | 4.36 | 7.62 | 0 | 0 | 0 | 0 | STD | Year 2020 | National Average
0 | 312323209680 |  |  | Cycle hauling(wait, load, travel, unload or dump & return) time per cycle, excavated or borrow, loose cubic yards, 30 min load/wait/unload, 18 C.Y. 8 wheel truck, cycle 20 miles, 40 MPH, excludes loading equipment | B34I | 144 | 0.06 | L.C.Y. | 0 | 2.72 | 4.96 | 7.68 | 0 | 0 | 0 | 0 | 0 | 4.08 | 5.45 | 9.53 | 0 | 0 | 0 | 0 | STD | Year 2020 | National Average
0 | 312323209682 |  |  | Cycle hauling(wait, load, travel, unload or dump & return) time per cycle, excavated or borrow, loose cubic yards, 30 min load/wait/unload, 18 C.Y. 8 wheel truck, cycle 30 miles, 40 MPH, excludes loading equipment | B34I | 108 | 0.07 | L.C.Y. | 0 | 3.63 | 6.6 | 10.23 | 0 | 0 | 0 | 0 | 0 | 5.45 | 7.25 | 12.7 | 0 | 0 | 0 | 0 | STD | Year 2020 | National Average
0 | 312323209684 |  |  | Cycle hauling(wait, load, travel, unload or dump & return) time per cycle, excavated or borrow, loose cubic yards, 30 min load/wait/unload, 18 C.Y. 8 wheel truck, cycle 40 miles, 40 MPH, excludes loading equipment | B34I | 90 | 0.09 | L.C.Y. | 0 | 4.35 | 7.95 | 12.3 | 0 | 0 | 0 | 0 | 0 | 6.5 | 8.7 | 15.2 | 0 | 0 | 0 | 0 | STD | Year 2020 | National Average
0 | 312323209686 |  |  | Cycle hauling(wait, load, travel, unload or dump & return) time per cycle, excavated or borrow, loose cubic yards, 30 min load/wait/unload, 18 C.Y. 8 wheel truck, cycle 50 miles, 40 MPH, excludes loading equipment | B34I | 72 | 0.11 | L.C.Y. | 0 | 5.45 | 9.9 | 15.35 | 0 | 0 | 0 | 0 | 0 | 8.15 | 10.9 | 19.05 | 0 | 0 | 0 | 0 | STD | Year 2020 | National Average
0 | 312323209694 |  |  | Cycle hauling(wait, load, travel, unload or dump & return) time per cycle, excavated or borrow, loose cubic yards, 30 min load/wait/unload, 18 C.Y. 8 wheel truck, cycle 8 miles, 45 MPH, excludes loading equipment | B34I | 216 | 0.04 | L.C.Y. | 0 | 1.81 | 3.31 | 5.12 | 0 | 0 | 0 | 0 | 0 | 2.72 | 3.64 | 6.36 | 0 | 0 | 0 | 0 | STD | Year 2020 | National Average
0 | 312323209696 |  |  | Cycle hauling(wait, load, travel, unload or dump & return) time per cycle, excavated or borrow, loose cubic yards, 30 min load/wait/unload, 18 C.Y. 8 wheel truck, cycle 10 miles, 45 MPH, excludes loading equipment | B34I | 198 | 0.04 | L.C.Y. | 0 | 1.98 | 3.6 | 5.58 | 0 | 0 | 0 | 0 | 0 | 2.96 | 3.97 | 6.93 | 0 | 0 | 0 | 0 | STD | Year 2020 | National Average
0 | 312323209698 |  |  | Cycle hauling(wait, load, travel, unload or dump & return) time per cycle, excavated or borrow, loose cubic yards, 30 min load/wait/unload, 18 C.Y. 8 wheel truck, cycle 20 miles, 45 MPH, excludes loading equipment | B34I | 144 | 0.06 | L.C.Y. | 0 | 2.72 | 4.96 | 7.68 | 0 | 0 | 0 | 0 | 0 | 4.08 | 5.45 | 9.53 | 0 | 0 | 0 | 0 | STD | Year 2020 | National Average
0 | 312323209700 |  |  | Cycle hauling(wait, load, travel, unload or dump & return) time per cycle, excavated or borrow, loose cubic yards, 30 min load/wait/unload, 18 C.Y. 8 wheel truck, cycle 30 miles, 45 MPH, excludes loading equipment | B34I | 126 | 0.06 | L.C.Y. | 0 | 3.11 | 5.65 | 8.76 | 0 | 0 | 0 | 0 | 0 | 4.66 | 6.25 | 10.91 | 0 | 0 | 0 | 0 | STD | Year 2020 | National Average
0 | 312323209702 |  |  | Cycle hauling(wait, load, travel, unload or dump & return) time per cycle, excavated or borrow, loose cubic yards, 30 min load/wait/unload, 18 C.Y. 8 wheel truck, cycle 40 miles, 45 MPH, excludes loading equipment | B34I | 108 | 0.07 | L.C.Y. | 0 | 3.63 | 6.6 | 10.23 | 0 | 0 | 0 | 0 | 0 | 5.45 | 7.25 | 12.7 | 0 | 0 | 0 | 0 | STD | Year 2020 | National Average
0 | 312323209704 |  |  | Cycle hauling(wait, load, travel, unload or dump & return) time per cycle, excavated or borrow, loose cubic yards, 30 min load/wait/unload, 18 C.Y. 8 wheel truck, cycle 50 miles, 45 MPH, excludes loading equipment | B34I | 90 | 0.09 | L.C.Y. | 0 | 4.35 | 7.95 | 12.3 | 0 | 0 | 0 | 0 | 0 | 6.5 | 8.7 | 15.2 | 0 | 0 | 0 | 0 | STD | Year 2020 | National Average
0 | 312323209706 |  |  | Cycle hauling(wait, load, travel, unload or dump & return) time per cycle, excavated or borrow, loose cubic yards, 30 min load/wait/unload, 18 C.Y. 8 wheel truck, cycle 10 miles, 50 MPH, excludes loading equipment | B34I | 198 | 0.04 | L.C.Y. | 0 | 1.98 | 3.6 | 5.58 | 0 | 0 | 0 | 0 | 0 | 2.96 | 3.97 | 6.93 | 0 | 0 | 0 | 0 | STD | Year 2020 | National Average
0 | 312323209708 |  |  | Cycle hauling(wait, load, travel, unload or dump & return) time per cycle, excavated or borrow, loose cubic yards, 30 min load/wait/unload, 18 C.Y. 8 wheel truck, cycle 20 miles, 50 MPH, excludes loading equipment | B34I | 162 | 0.05 | L.C.Y. | 0 | 2.42 | 4.41 | 6.83 | 0 | 0 | 0 | 0 | 0 | 3.62 | 4.85 | 8.47 | 0 | 0 | 0 | 0 | STD | Year 2020 | National Average
0 | 312323209710 |  |  | Cycle hauling(wait, load, travel, unload or dump & return) time per cycle, excavated or borrow, loose cubic yards, 30 min load/wait/unload, 18 C.Y. 8 wheel truck, cycle 30 miles, 50 MPH, excludes loading equipment | B34I | 126 | 0.06 | L.C.Y. | 0 | 3.11 | 5.65 | 8.76 | 0 | 0 | 0 | 0 | 0 | 4.66 | 6.25 | 10.91 | 0 | 0 | 0 | 0 | STD | Year 2020 | National Average
0 | 312323209712 |  |  | Cycle hauling(wait, load, travel, unload or dump & return) time per cycle, excavated or borrow, loose cubic yards, 30 min load/wait/unload, 18 C.Y. 8 wheel truck, cycle 40 miles, 50 MPH, excludes loading equipment | B34I | 108 | 0.07 | L.C.Y. | 0 | 3.63 | 6.6 | 10.23 | 0 | 0 | 0 | 0 | 0 | 5.45 | 7.25 | 12.7 | 0 | 0 | 0 | 0 | STD | Year 2020 | National Average
0 | 312323209714 |  |  | Cycle hauling(wait, load, travel, unload or dump & return) time per cycle, excavated or borrow, loose cubic yards, 30 min load/wait/unload, 18 C.Y. 8 wheel truck, cycle 50 miles, 50 MPH, excludes loading equipment | B34I | 90 | 0.09 | L.C.Y. | 0 | 4.35 | 7.95 | 12.3 | 0 | 0 | 0 | 0 | 0 | 6.5 | 8.7 | 15.2 | 0 | 0 | 0 | 0 | STD | Year 2020 | National Average
0 | 312323240010 |  |  | Compaction, structural |  | 0 | 0 |  | 0 | 0 | 0 | 0 | 0 | 0 | 0 | 0 | 0 | 0 | 0 | 0 | 0 | 0 | 0 | 0 | STD | Year 2020 | National Average
0 | 312323240020 |  |  | Compaction, structural, 5 tons, steel wheel tandem roller | B10E | 8 | 1.5 | Hr. | 0 | 78 | 32 | 110 | 0 | 0 | 0 | 0 | 0 | 116 | 35 | 151 | 0 | 0 | 0 | 0 | STD | Year 2020 | National Average
0 | 312323240100 |  |  | Compaction, structural, 10 tons, steel wheel tandem roller | B10F | 8 | 1.5 | Hr. | 0 | 78 | 29.5 | 107.5 | 0 | 0 | 0 | 0 | 0 | 116 | 32.5 | 148.5 | 0 | 0 | 0 | 0 | STD | Year 2020 | National Average
0 | 312323240300 |  |  | Compaction, structural, common fill, 8" lifts, sheepsfoot or wobbly wheel roller | B10G | 1300 | 0.01 | E.C.Y. | 0 | 0.48 | 1.04 | 1.52 | 0 | 0 | 0 | 0 | 0 | 0.72 | 1.14 | 1.86 | 0 | 0 | 0 | 0 | STD | Year 2020 | National Average
0 | 312323240400 |  |  | Compaction, structural, select fill, 8" lifts, sheepsfoot or wobbly wheel roller | B10G | 1500 | 0.01 | E.C.Y. | 0 | 0.42 | 0.9 | 1.32 | 0 | 0 | 0 | 0 | 0 | 0.62 | 0.99 | 1.61 | 0 | 0 | 0 | 0 | STD | Year 2020 | National Average
0 | 312323240600 |  |  | Compaction, structural, common fill, 8" lifts, vibratory plate | A1D | 200 | 0.04 | E.C.Y. | 0 | 1.68 | 0.16 | 1.84 | 0 | 0 | 0 | 0 | 0 | 2.53 | 0.17 | 2.7 | 0 | 0 | 0 | 0 | STD | Year 2020 | National Average
0 | 312323240700 |  |  | Compaction, structural, select fill, 8" lifts, vibratory plate | A1D | 216 | 0.04 | E.C.Y. | 0 | 1.56 | 0.15 | 1.71 | 0 | 0 | 0 | 0 | 0 | 2.34 | 0.16 | 2.5 | 0 | 0 | 0 | 0 | STD | Year 2020 | National Average
0 | 313600000000 |  |  | Gabions |  | 0 | 0 |  | 0 | 0 | 0 | 0 | 0 | 0 | 0 | 0 | 0 | 0 | 0 | 0 | 0 | 0 | 0 | 0 | STD | Year 2020 | National Average
0 | 313613000000 |  |  | Gabion boxes |  | 0 | 0 |  | 0 | 0 | 0 | 0 | 0 | 0 | 0 | 0 | 0 | 0 | 0 | 0 | 0 | 0 | 0 | 0 | STD | Year 2020 | National Average
0 | 313613100010 |  |  | Gabion boxes |  | 0 | 0 |  | 0 | 0 | 0 | 0 | 0 | 0 | 0 | 0 | 0 | 0 | 0 | 0 | 0 | 0 | 0 | 0 | STD | Year 2020 | National Average
0 | 313613100400 |  |  | Gabion boxes, galvanized steel mesh mats or boxes, stone filled, 6" deep | B13 | 200 | 0.28 | S.Y. | 18.3 | 12.9 | 2.9 | 34.1 | 0 | 0 | 0 | 0 | 20 | 19.35 | 3.19 | 42.54 | 0 | 0 | 0 | 0 | STD | Year 2020 | National Average
0 | 313613100500 |  |  | Gabion boxes, galvanized steel mesh mats or boxes, stone filled, 9" deep | B13 | 163 | 0.34 | S.Y. | 25.5 | 15.8 | 3.56 | 44.86 | 0 | 0 | 0 | 0 | 28.5 | 23.5 | 3.92 | 55.92 | 0 | 0 | 0 | 0 | STD | Year 2020 | National Average
0 | 313613100600 |  |  | Gabion boxes, galvanized steel mesh mats or boxes, stone filled, 12" deep | B13 | 153 | 0.37 | S.Y. | 37 | 16.85 | 3.8 | 57.65 | 0 | 0 | 0 | 0 | 41 | 25.5 | 4.18 | 70.68 | 0 | 0 | 0 | 0 | STD | Year 2020 | National Average
0 | 313613100700 |  |  | Gabion boxes, galvanized steel mesh mats or boxes, stone filled, 18" deep | B13 | 102 | 0.55 | S.Y. | 47.5 | 25.5 | 5.7 | 78.7 | 0 | 0 | 0 | 0 | 52 | 38 | 6.25 | 96.25 | 0 | 0 | 0 | 0 | STD | Year 2020 | National Average
0 | 313613100800 |  |  | Gabion boxes, galvanized steel mesh mats or boxes, stone filled, 36" deep | B13 | 60 | 0.93 | S.Y. | 80 | 43 | 9.7 | 132.7 | 0 | 0 | 0 | 0 | 88 | 64.5 | 10.65 | 163.15 | 0 | 0 | 0 | 0 | STD | Year 2020 | National Average
0 | 312200000000 |  |  | Grading |  | 0 | 0 |  | 0 | 0 | 0 | 0 | 0 | 0 | 0 | 0 | 0 | 0 | 0 | 0 | 0 | 0 | 0 | 0 | STD | Year 2020 | National Average
0 | 312213000000 |  |  | Rough grading |  | 0 | 0 |  | 0 | 0 | 0 | 0 | 0 | 0 | 0 | 0 | 0 | 0 | 0 | 0 | 0 | 0 | 0 | 0 | STD | Year 2020 | National Average
0 | 312213200010 |  |  | Rough grading sites |  | 0 | 0 |  | 0 | 0 | 0 | 0 | 0 | 0 | 0 | 0 | 0 | 0 | 0 | 0 | 0 | 0 | 0 | 0 | STD | Year 2020 | National Average
0 | 312213200100 |  |  | Rough grading sites, 400 S.F. or less, hand labor | B1 | 2 | 12 | Ea. | 0 | 515 | 0 | 515 | 0 | 0 | 0 | 0 | 0 | 770 | 0 | 770 | 0 | 0 | 0 | 0 | STD | Year 2020 | National Average
0 | 312213200120 |  |  | Rough grading sites, 410-1,000 S.F., hand labor | B1 | 1 | 24 | Ea. | 0 | 1025 | 0 | 1025 | 0 | 0 | 0 | 0 | 0 | 1550 | 0 | 1550 | 0 | 0 | 0 | 0 | STD | Year 2020 | National Average
0 | 312213200130 |  |  | Rough grading sites, 1,100-3,000 S.F., skid steer & labor | B62 | 1.5 | 16 | Ea. | 0 | 730 | 118 | 848 | 0 | 0 | 0 | 0 | 0 | 1100 | 130 | 1230 | 0 | 0 | 0 | 0 | STD | Year 2020 | National Average
0 | 312213200140 |  |  | Rough grading sites, 3,100-5,000 S.F., skid steer & labor | B62 | 1 | 24 | Ea. | 0 | 1100 | 178 | 1278 | 0 | 0 | 0 | 0 | 0 | 1650 | 195 | 1845 | 0 | 0 | 0 | 0 | STD | Year 2020 | National Average
0 | 312213200150 |  |  | Rough grading sites, 5,100-8,000 S.F., skid steer & labor | B63 | 1 | 40 | Ea. | 0 | 1775 | 178 | 1953 | 0 | 0 | 0 | 0 | 0 | 2650 | 195 | 2845 | 0 | 0 | 0 | 0 | STD | Year 2020 | National Average
0 | 312213200160 |  |  | Rough grading sites, 8,100-10,000 S.F., skid steer & labor | B63 | 0.75 | 53.33 | Ea. | 0 | 2350 | 237 | 2587 | 0 | 0 | 0 | 0 | 0 | 3550 | 260 | 3810 | 0 | 0 | 0 | 0 | STD | Year 2020 | National Average
0 | 312213200170 |  |  | Rough grading sites, 8,100-10,000 S.F., dozer | B10L | 1 | 12 | Ea. | 0 | 620 | 400 | 1020 | 0 | 0 | 0 | 0 | 0 | 930 | 440 | 1370 | 0 | 0 | 0 | 0 | STD | Year 2020 | National Average
0 | 312213200200 |  |  | Rough grading sites, open, 10,000-20,000 S.F., grader | B11L | 1.8 | 8.89 | Ea. | 0 | 440 | 590 | 1030 | 0 | 0 | 0 | 0 | 0 | 660 | 650 | 1310 | 0 | 0 | 0 | 0 | STD | Year 2020 | National Average
0 | 312213200210 |  |  | Rough grading sites, open, 20,100-25,000 S.F, grader | B11L | 1.4 | 11.43 | Ea. | 0 | 565 | 760 | 1325 | 0 | 0 | 0 | 0 | 0 | 845 | 835 | 1680 | 0 | 0 | 0 | 0 | STD | Year 2020 | National Average
0 | 312213200220 |  |  | Rough grading sites, open, 25,100-30,000 S.F., grader | B11L | 1.2 | 13.33 | Ea. | 0 | 660 | 885 | 1545 | 0 | 0 | 0 | 0 | 0 | 985 | 975 | 1960 | 0 | 0 | 0 | 0 | STD | Year 2020 | National Average
0 | 312213200230 |  |  | Rough grading sites, open, 30,100-35,000 S.F., grader | B11L | 1 | 16 | Ea. | 0 | 790 | 1050 | 1840 | 0 | 0 | 0 | 0 | 0 | 1175 | 1175 | 2350 | 0 | 0 | 0 | 0 | STD | Year 2020 | National Average
0 | 312213200240 |  |  | Rough grading sites, open, 35,100-40,000 S.F., grader | B11L | 0.9 | 17.78 | Ea. | 0 | 880 | 1175 | 2055 | 0 | 0 | 0 | 0 | 0 | 1325 | 1300 | 2625 | 0 | 0 | 0 | 0 | STD | Year 2020 | National Average
0 | 312213200250 |  |  | Rough grading sites, open, 40,100-45,000 S.F., grader | B11L | 0.8 | 20 | Ea. | 0 | 990 | 1325 | 2315 | 0 | 0 | 0 | 0 | 0 | 1475 | 1450 | 2925 | 0 | 0 | 0 | 0 | STD | Year 2020 | National Average
0 | 312213200260 |  |  | Rough grading sites, open, 45,100-50,000 S.F., grader | B11L | 0.72 | 22.22 | Ea. | 0 | 1100 | 1475 | 2575 | 0 | 0 | 0 | 0 | 0 | 1650 | 1625 | 3275 | 0 | 0 | 0 | 0 | STD | Year 2020 | National Average
0 | 312213200270 |  |  | Rough grading sites, open, 50,100-75,000 S.F., grader | B11L | 0.5 | 32 | Ea. | 0 | 1575 | 2125 | 3700 | 0 | 0 | 0 | 0 | 0 | 2375 | 2325 | 4700 | 0 | 0 | 0 | 0 | STD | Year 2020 | National Average
0 | 312213200280 |  |  | Rough grading sites, open, 75,100-100,000 S.F., grader | B11L | 0.36 | 44.44 | Ea. | 0 | 2200 | 2950 | 5150 | 0 | 0 | 0 | 0 | 0 | 3300 | 3250 | 6550 | 0 | 0 | 0 | 0 | STD | Year 2020 | National Average
0 | 312216000000 |  |  | Fine grading |  | 0 | 0 |  | 0 | 0 | 0 | 0 | 0 | 0 | 0 | 0 | 0 | 0 | 0 | 0 | 0 | 0 | 0 | 0 | STD | Year 2020 | National Average
0 | 312216100010 |  |  | Fine grading, finish grading |  | 0 | 0 |  | 0 | 0 | 0 | 0 | 0 | 0 | 0 | 0 | 0 | 0 | 0 | 0 | 0 | 0 | 0 | 0 | STD | Year 2020 | National Average
0 | 312216100012 |  |  | Fine grading, finish grading, small area, to be paved with grader | B11L | 400 | 0.04 | S.Y. | 0 | 1.98 | 2.66 | 4.64 | 0 | 0 | 0 | 0 | 0 | 2.96 | 2.92 | 5.88 | 0 | 0 | 0 | 0 | STD | Year 2020 | National Average
0 | 312216100100 |  |  | Fine grading, for roadway, base or leveling course, large area, 6,000 S.Y. or more | B11L | 2000 | 0.01 | S.Y. | 0 | 0.4 | 0.53 | 0.93 | 0 | 0 | 0 | 0 | 0 | 0.59 | 0.58 | 1.17 | 0 | 0 | 0 | 0 | STD | Year 2020 | National Average
0 | 312216101100 |  |  | Fine grading, fine grade for slab on grade, machine | B11L | 1040 | 0.01 | S.Y. | 0 | 0.76 | 1.02 | 1.78 | 0 | 0 | 0 | 0 | 0 | 1.14 | 1.12 | 2.26 | 0 | 0 | 0 | 0 | STD | Year 2020 | National Average
0 | 312216101150 |  |  | Fine grading, fine grade for slab on grade, hand grading | B18 | 700 | 0.03 | S.Y. | 0 | 1.47 | 0.24 | 1.71 | 0 | 0 | 0 | 0 | 0 | 2.2 | 0.26 | 2.46 | 0 | 0 | 0 | 0 | STD | Year 2020 | National Average
0 | 312216103500 |  |  | Fine grading, lagoon bottoms, to be paved with grader | B11L | 4 | 4 | M.S.F. | 0 | 198 | 266 | 464 | 0 | 0 | 0 | 0 | 0 | 296 | 292 | 588 | 0 | 0 | 0 | 0 | STD | Year 2020 | National Average
0 | 314613000000 |  |  | Needle beams |  | 0 | 0 |  | 0 | 0 | 0 | 0 | 0 | 0 | 0 | 0 | 0 | 0 | 0 | 0 | 0 | 0 | 0 | 0 | STD | Year 2020 | National Average
0 | 314600000000 |  |  | Needle beams |  | 0 | 0 |  | 0 | 0 | 0 | 0 | 0 | 0 | 0 | 0 | 0 | 0 | 0 | 0 | 0 | 0 | 0 | 0 | STD | Year 2020 | National Average
0 | 314613100010 |  |  | Needle beam, includes shoring |  | 0 | 0 |  | 0 | 0 | 0 | 0 | 0 | 0 | 0 | 0 | 0 | 0 | 0 | 0 | 0 | 0 | 0 | 0 | STD | Year 2020 | National Average
0 | 314613100011 |  |  | Needle beam, 10' x 10' opening, incl. wood shoring |  | 0 | 0 |  | 0 | 0 | 0 | 0 | 0 | 0 | 0 | 0 | 0 | 0 | 0 | 0 | 0 | 0 | 0 | 0 | STD | Year 2020 | National Average
0 | 314613100400 |  |  | Needle beam, concrete masonry unit (CMU) block, 10' x 10' opening, 8" thick, includes shoring | B9 | 7.1 | 5.63 | Ea. | 59 | 239 | 50.5 | 348.5 | 0 | 0 | 0 | 0 | 65 | 360 | 55.5 | 480.5 | 0 | 0 | 0 | 0 | STD | Year 2020 | National Average
0 | 314613100420 |  |  | Needle beam, concrete masonry unit (CMU) block, 10' x 10' opening, 12" thick, includes shoring | B9 | 6.7 | 5.97 | Ea. | 68 | 254 | 53.5 | 375.5 | 0 | 0 | 0 | 0 | 75 | 380 | 58.5 | 513.5 | 0 | 0 | 0 | 0 | STD | Year 2020 | National Average
0 | 314613100800 |  |  | Needle beam, brick, 10' x 10' opening, 4" thick with 8" concrete masonry unit (CMU) back-up, includes shoring | B9 | 5.7 | 7.02 | Ea. | 68 | 298 | 62.5 | 428.5 | 0 | 0 | 0 | 0 | 75 | 450 | 69 | 594 | 0 | 0 | 0 | 0 | STD | Year 2020 | National Average
0 | 314613101000 |  |  | Needle beam, brick, solid, 10' x 10' opening, 8" thick, includes shoring | B9 | 6.2 | 6.45 | Ea. | 59 | 274 | 57.5 | 390.5 | 0 | 0 | 0 | 0 | 65 | 410 | 63.5 | 538.5 | 0 | 0 | 0 | 0 | STD | Year 2020 | National Average
0 | 314613101040 |  |  | Needle beam, brick, solid, 10' x 10' opening, 12" thick, includes shoring | B9 | 4.9 | 8.16 | Ea. | 68 | 345 | 73 | 486 | 0 | 0 | 0 | 0 | 75 | 520 | 80 | 675 | 0 | 0 | 0 | 0 | STD | Year 2020 | National Average
0 | 314613101080 |  |  | Needle beam, brick, solid, 10' x 10' opening, 16" thick, includes shoring | B9 | 4.5 | 8.89 | Ea. | 87 | 380 | 79.5 | 546.5 | 0 | 0 | 0 | 0 | 95.5 | 570 | 87.5 | 753 | 0 | 0 | 0 | 0 | STD | Year 2020 | National Average
0 | 314613102000 |  |  | Needle beam, includes shoring, for additional floors of shoring, add | B1 | 6 | 4 | Ea. | 59 | 171 | 0 | 230 | 0 | 0 | 0 | 0 | 65 | 257 | 0 | 322 | 0 | 0 | 0 | 0 | STD | Year 2020 | National Average
0 | 313713000000 |  |  | Erosion & sedimentation control |  | 0 | 0 |  | 0 | 0 | 0 | 0 | 0 | 0 | 0 | 0 | 0 | 0 | 0 | 0 | 0 | 0 | 0 | 0 | STD | Year 2020 | National Average
0 | 313713100010 |  |  | Riprap and rock lining, random, broken stone |  | 0 | 0 |  | 0 | 0 | 0 | 0 | 0 | 0 | 0 | 0 | 0 | 0 | 0 | 0 | 0 | 0 | 0 | 0 | STD | Year 2020 | National Average
0 | 313700000000 |  |  | Riprap |  | 0 | 0 |  | 0 | 0 | 0 | 0 | 0 | 0 | 0 | 0 | 0 | 0 | 0 | 0 | 0 | 0 | 0 | 0 | STD | Year 2020 | National Average
0 | 313713100011 |  |  | Random, broken stone |  | 0 | 0 |  | 0 | 0 | 0 | 0 | 0 | 0 | 0 | 0 | 0 | 0 | 0 | 0 | 0 | 0 | 0 | 0 | STD | Year 2020 | National Average
0 | 313713100100 |  |  | Rip-rap and rock lining, random, broken stone, machine placed for slope protection | B12G | 62 | 0.26 | L.C.Y. | 32 | 13.05 | 13.85 | 58.9 | 0 | 0 | 0 | 0 | 35 | 19.6 | 15.25 | 69.85 | 0 | 0 | 0 | 0 | STD | Year 2020 | National Average
0 | 313713100110 |  |  | Rip-rap and rock lining, random, broken stone, 3/8 to 1/4 C.Y. pieces, machine placed for slope protection, grouted | B13 | 80 | 0.7 | S.Y. | 64.5 | 32 | 7.25 | 103.75 | 0 | 0 | 0 | 0 | 71 | 48.5 | 8 | 127.5 | 0 | 0 | 0 | 0 | STD | Year 2020 | National Average
0 | 313713100200 |  |  | Rip-rap and rock lining, random, broken stone, 18" minimum thickness, machine placed for slope protection, not grouted | B13 | 53 | 1.06 | S.Y. | 19.85 | 48.5 | 10.95 | 79.3 | 0 | 0 | 0 | 0 | 22 | 73 | 12.05 | 107.05 | 0 | 0 | 0 | 0 | STD | Year 2020 | National Average
0 | 313713100300 |  |  | Rip-rap and rock lining, random, broken stone, 50 lb. average, dumped | B11A | 800 | 0.02 | Ton | 28.5 | 0.99 | 1.88 | 31.37 | 0 | 0 | 0 | 0 | 31.5 | 1.48 | 2.07 | 35.05 | 0 | 0 | 0 | 0 | STD | Year 2020 | National Average
0 | 313713100350 |  |  | Rip-rap and rock lining, random, broken stone, 100 lb. average, dumped | B11A | 700 | 0.02 | Ton | 28.5 | 1.13 | 2.15 | 31.78 | 0 | 0 | 0 | 0 | 31.5 | 1.69 | 2.36 | 35.55 | 0 | 0 | 0 | 0 | STD | Year 2020 | National Average
0 | 313713100370 |  |  | Rip-rap and rock lining, random, broken stone, 300 lb. average, dumped | B11A | 600 | 0.03 | Ton | 28.5 | 1.32 | 2.51 | 32.33 | 0 | 0 | 0 | 0 | 31.5 | 1.97 | 2.76 | 36.23 | 0 | 0 | 0 | 0 | STD | Year 2020 | National Average
0 | 313300000000 |  |  | Rock stabilization |  | 0 | 0 |  | 0 | 0 | 0 | 0 | 0 | 0 | 0 | 0 | 0 | 0 | 0 | 0 | 0 | 0 | 0 | 0 | STD | Year 2020 | National Average
0 | 313313000000 |  |  | Rock bolting and grouting |  | 0 | 0 |  | 0 | 0 | 0 | 0 | 0 | 0 | 0 | 0 | 0 | 0 | 0 | 0 | 0 | 0 | 0 | 0 | STD | Year 2020 | National Average
0 | 313313100010 |  |  | Rock bolt |  | 0 | 0 |  | 0 | 0 | 0 | 0 | 0 | 0 | 0 | 0 | 0 | 0 | 0 | 0 | 0 | 0 | 0 | 0 | STD | Year 2020 | National Average
0 | 313313102020 |  |  | Rock bolts, hollow core, prestressable, ASTM A615, 1" diameter, 5' long | 2 Skwk | 32 | 0.5 | Ea. | 190 | 27.5 | 0 | 217.5 | 0 | 0 | 0 | 0 | 210 | 41.5 | 0 | 251.5 | 0 | 0 | 0 | 0 | STD | Year 2020 | National Average
0 | 313313102025 |  |  | Rock bolts, hollow core, prestressable, ASTM A615, 1" diameter, 10' long | 2 Skwk | 24 | 0.67 | Ea. | 320 | 36.5 | 0 | 356.5 | 0 | 0 | 0 | 0 | 350 | 55.5 | 0 | 405.5 | 0 | 0 | 0 | 0 | STD | Year 2020 | National Average
0 | 313313102060 |  |  | Rock bolts, hollow core, prestressable, ASTM A615, 2" diameter, 5' long | 2 Skwk | 32 | 0.5 | Ea. | 705 | 27.5 | 0 | 732.5 | 0 | 0 | 0 | 0 | 775 | 41.5 | 0 | 816.5 | 0 | 0 | 0 | 0 | STD | Year 2020 | National Average
0 | 313313102065 |  |  | Rock bolts, hollow core, prestressable, ASTM A615, 2" diameter, 10' long | 2 Skwk | 24 | 0.67 | Ea. | 1250 | 36.5 | 0 | 1286.5 | 0 | 0 | 0 | 0 | 1375 | 55.5 | 0 | 1430.5 | 0 | 0 | 0 | 0 | STD | Year 2020 | National Average
0 | 313313102100 |  |  | Rock bolts, super high-tensile, ASTM A-108, 3/4" diameter, 5' long | 2 Skwk | 32 | 0.5 | Ea. | 51.5 | 27.5 | 0 | 79 | 0 | 0 | 0 | 0 | 56.5 | 41.5 | 0 | 98 | 0 | 0 | 0 | 0 | STD | Year 2020 | National Average
0 | 313313102105 |  |  | Rock bolts, super high-tensile, ASTM A-108, 3/4" diameter, 10' long | 2 Skwk | 24 | 0.67 | Ea. | 127 | 36.5 | 0 | 163.5 | 0 | 0 | 0 | 0 | 139 | 55.5 | 0 | 194.5 | 0 | 0 | 0 | 0 | STD | Year 2020 | National Average
0 | 313313102160 |  |  | Rock bolts, super high-tensile, ASTM A-108, 2" diameter, 5' long | 2 Skwk | 32 | 0.5 | Ea. | 400 | 27.5 | 0 | 427.5 | 0 | 0 | 0 | 0 | 440 | 41.5 | 0 | 481.5 | 0 | 0 | 0 | 0 | STD | Year 2020 | National Average
0 | 313313102165 |  |  | Rock bolts, super high-tensile, ASTM A-108, 2" diameter, 10' long | 2 Skwk | 24 | 0.67 | Ea. | 705 | 36.5 | 0 | 741.5 | 0 | 0 | 0 | 0 | 775 | 55.5 | 0 | 830.5 | 0 | 0 | 0 | 0 | STD | Year 2020 | National Average
0 | 313313104400 |  |  | Rock bolts, drill hole for rock bolt, 1-3/4" diameter for 3/4" bolt, 5' long | B56 | 17 | 0.94 | Ea. | 0 | 45 | 89.5 | 134.5 | 0 | 0 | 0 | 0 | 0 | 67 | 98 | 165 | 0 | 0 | 0 | 0 | STD | Year 2020 | National Average
0 | 313313104405 |  |  | Rock bolts, drill hole for rock bolt, 1-3/4" diameter for 3/4" bolt, 10' long | B56 | 9 | 1.78 | Ea. | 0 | 84.5 | 169 | 253.5 | 0 | 0 | 0 | 0 | 0 | 127 | 186 | 313 | 0 | 0 | 0 | 0 | STD | Year 2020 | National Average
0 | 313313104420 |  |  | Rock bolts, drill hole for rock bolt, 2" diameter for 1" bolt, 5' long | B56 | 13 | 1.23 | Ea. | 0 | 58.5 | 117 | 175.5 | 0 | 0 | 0 | 0 | 0 | 87.5 | 128 | 215.5 | 0 | 0 | 0 | 0 | STD | Year 2020 | National Average
0 | 313313104425 |  |  | Rock bolts, drill hole for rock bolt, 2" diameter for 1" bolt, 10' long | B56 | 7 | 2.29 | Ea. | 0 | 109 | 217 | 326 | 0 | 0 | 0 | 0 | 0 | 163 | 239 | 402 | 0 | 0 | 0 | 0 | STD | Year 2020 | National Average
0 | 313313104460 |  |  | Rock bolts, drill hole for rock bolt, 3-1/2" diameter for 2" bolt, 5' long | B56 | 10 | 1.6 | Ea. | 0 | 76 | 152 | 228 | 0 | 0 | 0 | 0 | 0 | 114 | 167 | 281 | 0 | 0 | 0 | 0 | STD | Year 2020 | National Average
0 | 313313104465 |  |  | Rock bolts, drill hole for rock bolt, 2-1/4" diameter for 2" bolt, 10' long | B56 | 5 | 3.2 | Ea. | 0 | 152 | 305 | 457 | 0 | 0 | 0 | 0 | 0 | 228 | 335 | 563 | 0 | 0 | 0 | 0 | STD | Year 2020 | National Average
0 | 310600000000 |  |  | Schedules for earthwork |  | 0 | 0 |  | 0 | 0 | 0 | 0 | 0 | 0 | 0 | 0 | 0 | 0 | 0 | 0 | 0 | 0 | 0 | 0 | STD | Year 2020 | National Average
0 | 310660000000 |  |  | Mobilization and special piling costs |  | 0 | 0 |  | 0 | 0 | 0 | 0 | 0 | 0 | 0 | 0 | 0 | 0 | 0 | 0 | 0 | 0 | 0 | 0 | STD | Year 2020 | National Average
0 | 310660140010 |  |  | Piling special costs |  | 0 | 0 |  | 0 | 0 | 0 | 0 | 0 | 0 | 0 | 0 | 0 | 0 | 0 | 0 | 0 | 0 | 0 | 0 | STD | Year 2020 | National Average
0 | 310660140011 |  |  | Piling special costs, pile caps, see Section 03 30 53.40 (MF95 03310 240) |  | 0 | 0 |  | 0 | 0 | 0 | 0 | 0 | 0 | 0 | 0 | 0 | 0 | 0 | 0 | 0 | 0 | 0 | 0 | STD | Year 2020 | National Average
0 | 310660140500 |  |  | Piling special costs, cutoffs, concrete piles, plain | 1 Pile | 5.5 | 1.46 | Ea. | 0 | 79 | 0 | 79 | 0 | 0 | 0 | 0 | 0 | 122 | 0 | 122 | 0 | 0 | 0 | 0 | STD | Year 2020 | National Average
0 | 310660140600 |  |  | Piling special costs, cutoffs, concrete piles, plain, with steel thin shell, add | 1 Pile | 38 | 0.21 | Ea. | 0 | 11.4 | 0 | 11.4 | 0 | 0 | 0 | 0 | 0 | 17.75 | 0 | 17.75 | 0 | 0 | 0 | 0 | STD | Year 2020 | National Average
0 | 310660140700 |  |  | Piling special costs, cutoffs, steel pile or "H" pile | 1 Pile | 19 | 0.42 | Ea. | 0 | 23 | 0 | 23 | 0 | 0 | 0 | 0 | 0 | 35.5 | 0 | 35.5 | 0 | 0 | 0 | 0 | STD | Year 2020 | National Average
0 | 310660140800 |  |  | Piling special costs, cutoffs, wood piles | 1 Pile | 38 | 0.21 | Ea. | 0 | 11.4 | 0 | 11.4 | 0 | 0 | 0 | 0 | 0 | 17.75 | 0 | 17.75 | 0 | 0 | 0 | 0 | STD | Year 2020 | National Average
0 | 310660140900 |  |  | Piling special costs, pre-augering, average soil, up to 30' deep, 24" diameter | B43 | 180 | 0.27 | L.F. | 0 | 12.45 | 4.28 | 16.73 | 0 | 0 | 0 | 0 | 0 | 18.65 | 4.71 | 23.36 | 0 | 0 | 0 | 0 | STD | Year 2020 | National Average
0 | 310660140920 |  |  | Piling special costs, pre-augering, average soil, up to 30' deep, 36" diameter | B43 | 115 | 0.42 | L.F. | 0 | 19.5 | 6.7 | 26.2 | 0 | 0 | 0 | 0 | 0 | 29 | 7.4 | 36.4 | 0 | 0 | 0 | 0 | STD | Year 2020 | National Average
0 | 310660140960 |  |  | Piling special costs, pre-augering, average soil, up to 30' deep, 48" diameter | B43 | 70 | 0.69 | L.F. | 0 | 32 | 11 | 43 | 0 | 0 | 0 | 0 | 0 | 48 | 12.1 | 60.1 | 0 | 0 | 0 | 0 | STD | Year 2020 | National Average
0 | 310660140980 |  |  | Piling special costs, pre-augering, average soil, up to 30' deep, 60" diameter | B43 | 50 | 0.96 | L.F. | 0 | 45 | 15.4 | 60.4 | 0 | 0 | 0 | 0 | 0 | 67 | 16.95 | 83.95 | 0 | 0 | 0 | 0 | STD | Year 2020 | National Average
0 | 310660141000 |  |  | Piling special costs, testing, any type piles, test load is twice the design load |  | 0 | 0 |  | 0 | 0 | 0 | 0 | 0 | 0 | 0 | 0 | 0 | 0 | 0 | 0 | 0 | 0 | 0 | 0 | STD | Year 2020 | National Average
0 | 310660141050 |  |  | Piling special costs, testing, any type piles, test load is twice the design load, 50 ton design load, 100 ton test |  | 0 | 0 | Ea. | 0 | 0 | 0 | 14000 | 0 | 0 | 0 | 0 | 0 | 0 | 0 | 15500 | 0 | 0 | 0 | 0 | STD | Year 2020 | National Average
0 | 310660141100 |  |  | Piling special costs, testing, any type piles, test load is twice the design load, 100 ton design load, 200 ton test |  | 0 | 0 | Ea. | 0 | 0 | 0 | 20000 | 0 | 0 | 0 | 0 | 0 | 0 | 0 | 22000 | 0 | 0 | 0 | 0 | STD | Year 2020 | National Average
0 | 310660141150 |  |  | Piling special costs, testing, any type piles, test load is twice the design load, 150 ton design load, 300 ton test |  | 0 | 0 | Ea. | 0 | 0 | 0 | 26000 | 0 | 0 | 0 | 0 | 0 | 0 | 0 | 28500 | 0 | 0 | 0 | 0 | STD | Year 2020 | National Average
0 | 310660141200 |  |  | Piling special costs, testing, any type piles, test load is twice the design load, 200 ton design load, 400 ton test |  | 0 | 0 | Ea. | 0 | 0 | 0 | 28000 | 0 | 0 | 0 | 0 | 0 | 0 | 0 | 31000 | 0 | 0 | 0 | 0 | STD | Year 2020 | National Average
0 | 310660141250 |  |  | Piling special costs, testing, any type piles, test load is twice the design load, 400 ton design load, 800 ton test |  | 0 | 0 | Ea. | 0 | 0 | 0 | 32000 | 0 | 0 | 0 | 0 | 0 | 0 | 0 | 35000 | 0 | 0 | 0 | 0 | STD | Year 2020 | National Average
0 | 310660141500 |  |  | Piling special costs, wet conditions, soft damp ground |  | 0 | 0 |  | 0 | 0 | 0 | 0 | 0 | 0 | 0 | 0 | 0 | 0 | 0 | 0 | 0 | 0 | 0 | 0 | STD | Year 2020 | National Average
0 | 310660150010 |  |  | Mobilization, piling equipment |  | 0 | 0 |  | 0 | 0 | 0 | 0 | 0 | 0 | 0 | 0 | 0 | 0 | 0 | 0 | 0 | 0 | 0 | 0 | STD | Year 2020 | National Average
0 | 310660150020 |  |  | Mobilization, 600 CFM, set up and remove air compressor | A5 | 3.3 | 5.46 | Ea. | 0 | 233 | 14.85 | 247.85 | 0 | 0 | 0 | 0 | 0 | 350 | 16.35 | 366.35 | 0 | 0 | 0 | 0 | STD | Year 2020 | National Average
0 | 310660150100 |  |  | Mobilization, 1,200 cfm, set up and remove air compressor | A5 | 2.2 | 8.18 | Ea. | 0 | 350 | 22.5 | 372.5 | 0 | 0 | 0 | 0 | 0 | 525 | 24.5 | 549.5 | 0 | 0 | 0 | 0 | STD | Year 2020 | National Average
0 | 310660150200 |  |  | Mobilization, 75 ton, set up and remove crane, with pile leads and pile hammer | B19 | 0.6 | 107 | Ea. | 0 | 5900 | 3350 | 9250 | 0 | 0 | 0 | 0 | 0 | 9025 | 3675 | 12700 | 0 | 0 | 0 | 0 | STD | Year 2020 | National Average
0 | 310660150300 |  |  | Mobilization, 150 ton, set up and remove crane, with pile leads and pile hammer | B19 | 0.36 | 178 | Ea. | 0 | 9825 | 5575 | 15400 | 0 | 0 | 0 | 0 | 0 | 15000 | 6150 | 21150 | 0 | 0 | 0 | 0 | STD | Year 2020 | National Average
0 | 310660150500 |  |  | Mobilization, to 36", set up and remove drill rig, for caissons, minimum | B43 | 2 | 24 | Ea. | 0 | 1125 | 385 | 1510 | 0 | 0 | 0 | 0 | 0 | 1675 | 425 | 2100 | 0 | 0 | 0 | 0 | STD | Year 2020 | National Average
0 | 310660150520 |  |  | Mobilization, to 36", set up and remove drill rig, for caissons, maximum | B43 | 0.5 | 96 | Ea. | 0 | 4475 | 1550 | 6025 | 0 | 0 | 0 | 0 | 0 | 6725 | 1700 | 8425 | 0 | 0 | 0 | 0 | STD | Year 2020 | National Average
0 | 310660150600 |  |  | Mobilization, to 84", set up and remove drill rig, for caissons, maximum | B43 | 1 | 48 | Ea. | 0 | 2250 | 770 | 3020 | 0 | 0 | 0 | 0 | 0 | 3350 | 850 | 4200 | 0 | 0 | 0 | 0 | STD | Year 2020 | National Average
0 | 310660150800 |  |  | Mobilization, set up and remove, auxiliary boiler, for steam, small | A5 | 1.66 | 10.84 | Ea. | 0 | 465 | 29.5 | 494.5 | 0 | 0 | 0 | 0 | 0 | 695 | 32.5 | 727.5 | 0 | 0 | 0 | 0 | STD | Year 2020 | National Average
0 | 310660150900 |  |  | Mobilization, set up and remove, auxiliary boiler, for steam, large | A5 | 0.83 | 21.69 | Ea. | 0 | 925 | 59 | 984 | 0 | 0 | 0 | 0 | 0 | 1400 | 65 | 1465 | 0 | 0 | 0 | 0 | STD | Year 2020 | National Average
0 | 310660151100 |  |  | Mobilization, set up and remove, rule of thumb: complete pile driving set up, small | B19 | 0.45 | 142 | Ea. | 0 | 7850 | 4475 | 12325 | 0 | 0 | 0 | 0 | 0 | 12000 | 4925 | 16925 | 0 | 0 | 0 | 0 | STD | Year 2020 | National Average
0 | 310660151200 |  |  | Mobilization, set up and remove, rule of thumb: complete pile driving set up, large | B19 | 0.27 | 237 | Ea. | 0 | 13100 | 7450 | 20550 | 0 | 0 | 0 | 0 | 0 | 20000 | 8200 | 28200 | 0 | 0 | 0 | 0 | STD | Year 2020 | National Average
0 | 310660151500 |  |  | Mobilization, barge by tug boat, small | B83 | 25 | 0.64 | Mile | 0 | 31.5 | 28.5 | 60 | 0 | 0 | 0 | 0 | 0 | 47.5 | 31.5 | 79 | 0 | 0 | 0 | 0 | STD | Year 2020 | National Average
0 | 311300000000 |  |  | Selective tree and shrub removal and trimming |  | 0 | 0 |  | 0 | 0 | 0 | 0 | 0 | 0 | 0 | 0 | 0 | 0 | 0 | 0 | 0 | 0 | 0 | 0 | STD | Year 2020 | National Average
0 | 311313000000 |  |  | Selective tree and shrub removal |  | 0 | 0 |  | 0 | 0 | 0 | 0 | 0 | 0 | 0 | 0 | 0 | 0 | 0 | 0 | 0 | 0 | 0 | 0 | STD | Year 2020 | National Average
0 | 311313100010 |  |  | Selective clearing, brush |  | 0 | 0 |  | 0 | 0 | 0 | 0 | 0 | 0 | 0 | 0 | 0 | 0 | 0 | 0 | 0 | 0 | 0 | 0 | STD | Year 2020 | National Average
0 | 311313100020 |  |  | Selective clearing, brush, with brush saw, includes cutting and site cleanup, excludes removal offsite | A1C | 0.25 | 32 | Acre | 0 | 1350 | 208 | 1558 | 0 | 0 | 0 | 0 | 0 | 2025 | 229 | 2254 | 0 | 0 | 0 | 0 | STD | Year 2020 | National Average
0 | 311313100100 |  |  | Selective clearing, brush, with saw, by hand, includes cutting and site cleanup, excludes removal offsite | 1 Clab | 0.12 | 66.67 | Acre | 0 | 2800 | 0 | 2800 | 0 | 0 | 0 | 0 | 0 | 4225 | 0 | 4225 | 0 | 0 | 0 | 0 | STD | Year 2020 | National Average
0 | 311313100300 |  |  | Selective clearing, brush, light clearing, with dozer, ball and chain, excludes removal offsite | B11A | 2 | 8 | Acre | 0 | 395 | 750 | 1145 | 0 | 0 | 0 | 0 | 0 | 590 | 825 | 1415 | 0 | 0 | 0 | 0 | STD | Year 2020 | National Average
0 | 311313100400 |  |  | Selective clearing, brush, medium clearing, with dozer, ball and chain, excludes removal offsite | B11A | 1.5 | 10.67 | Acre | 0 | 525 | 1000 | 1525 | 0 | 0 | 0 | 0 | 0 | 790 | 1100 | 1890 | 0 | 0 | 0 | 0 | STD | Year 2020 | National Average
0 | 311313100500 |  |  | Selective tree and shrub removal, selective clearing brush, light clearing, with dozer and brush rake, excludes removal offsite | B11A | 10 | 1.6 | Acre | 0 | 79 | 150 | 229 | 0 | 0 | 0 | 0 | 0 | 118 | 165 | 283 | 0 | 0 | 0 | 0 | STD | Year 2020 | National Average
0 | 311313100550 |  |  | Selective tree and shrub removal, selective clearing brush, medium clearing, to 4" diameter, with dozer and brush rake, excludes removal offsite | B11A | 8 | 2 | Acre | 0 | 99 | 188 | 287 | 0 | 0 | 0 | 0 | 0 | 148 | 207 | 355 | 0 | 0 | 0 | 0 | STD | Year 2020 | National Average
0 | 311313100600 |  |  | Selective tree and shrub removal, selective clearing brush, heavy clearing, to 4" diameter, with dozer and brush rake, excludes removal offsite | B11A | 6.4 | 2.5 | Acre | 0 | 124 | 235 | 359 | 0 | 0 | 0 | 0 | 0 | 185 | 259 | 444 | 0 | 0 | 0 | 0 | STD | Year 2020 | National Average
0 | 311313101000 |  |  | Selective tree and shrub removal, selective clearing brush mowing, tractor with rotary mower, excludes removal offsite |  | 0 | 0 |  | 0 | 0 | 0 | 0 | 0 | 0 | 0 | 0 | 0 | 0 | 0 | 0 | 0 | 0 | 0 | 0 | STD | Year 2020 | National Average
0 | 311313101020 |  |  | Selective tree and shrub removal, selective clearing brush mowing, light density, tractor with rotary mower, excludes removal offsite | B84 | 2 | 4 | Acre | 0 | 227 | 183 | 410 | 0 | 0 | 0 | 0 | 0 | 340 | 202 | 542 | 0 | 0 | 0 | 0 | STD | Year 2020 | National Average
0 | 311313101040 |  |  | Selective tree and shrub removal, selective clearing brush mowing, medium density, tractor with rotary mower, excludes removal offsite | B84 | 1.5 | 5.33 | Acre | 0 | 305 | 244 | 549 | 0 | 0 | 0 | 0 | 0 | 455 | 269 | 724 | 0 | 0 | 0 | 0 | STD | Year 2020 | National Average
0 | 311313101080 |  |  | Selective tree and shrub removal, selective clearing brush mowing, heavy density, tractor with rotary mower, excludes removal offsite | B84 | 1 | 8 | Acre | 0 | 455 | 365 | 820 | 0 | 0 | 0 | 0 | 0 | 680 | 405 | 1085 | 0 | 0 | 0 | 0 | STD | Year 2020 | National Average
0 | 311313200010 |  |  | Selective tree and shrub removal, selective felling & piling, large tract, firm level terrain, no boulders, less than 12" diameter trees |  | 0 | 0 |  | 0 | 0 | 0 | 0 | 0 | 0 | 0 | 0 | 0 | 0 | 0 | 0 | 0 | 0 | 0 | 0 | STD | Year 2020 | National Average
0 | 311313200011 |  |  | Selective tree and shrub removal, selective felling & piling, large tract, firm level terrain, no boulders, less than 12" diameter trees, with tractor |  | 0 | 0 |  | 0 | 0 | 0 | 0 | 0 | 0 | 0 | 0 | 0 | 0 | 0 | 0 | 0 | 0 | 0 | 0 | STD | Year 2020 | National Average
0 | 311313200020 |  |  | Selective tree and shrub removal, selective felling & piling, large tract, firm level terrain, no boulders, less than 12" diameter trees, with tractor |  | 0 | 0 |  | 0 | 0 | 0 | 0 | 0 | 0 | 0 | 0 | 0 | 0 | 0 | 0 | 0 | 0 | 0 | 0 | STD | Year 2020 | National Average
0 | 311313200300 |  |  | Selective tree and shrub removal, selective felling & piling, large tract, firm level terrain, no boulders, 300 H.P. dozer, up to 400 trees per acre, up to 25% hardwoods, less than 12" diameter trees, with tractor | B10M | 0.75 | 16 | Acre | 0 | 830 | 2350 | 3180 | 0 | 0 | 0 | 0 | 0 | 1250 | 2575 | 3825 | 0 | 0 | 0 | 0 | STD | Year 2020 | National Average
0 | 311313200340 |  |  | Selective tree and shrub removal, selective felling & piling, large tract, firm level terrain, no boulders, 300 H.P. dozer, up to 400 trees per acre, 25% to 50% hardwoods, less than 12" diameter trees, with tractor | B10M | 0.6 | 20 | Acre | 0 | 1025 | 2950 | 3975 | 0 | 0 | 0 | 0 | 0 | 1550 | 3225 | 4775 | 0 | 0 | 0 | 0 | STD | Year 2020 | National Average
0 | 311313200370 |  |  | Selective tree and shrub removal, selective felling & piling, large tract, firm level terrain, no boulders, 300 H.P. dozer, up to 400 trees per acre, 75% to 100% hardwoods, less than 12" diameter trees, with tractor | B10M | 0.45 | 26.67 | Acre | 0 | 1375 | 3925 | 5300 | 0 | 0 | 0 | 0 | 0 | 2075 | 4300 | 6375 | 0 | 0 | 0 | 0 | STD | Year 2020 | National Average
0 | 311313200400 |  |  | Selective tree and shrub removal, selective felling & piling, large tract, firm level terrain, no boulders, 300 H.P. dozer, up to 500 trees per acre, 0 to 25% hardwoods, less than 12" diameter trees, with tractor | B10M | 0.6 | 20 | Acre | 0 | 1025 | 2950 | 3975 | 0 | 0 | 0 | 0 | 0 | 1550 | 3225 | 4775 | 0 | 0 | 0 | 0 | STD | Year 2020 | National Average
0 | 311313200440 |  |  | Selective tree and shrub removal, selective felling & piling, large tract, firm level terrain, no boulders, 300 H.P. dozer, up to 500 trees per acre, 25% to 50% hardwoods, less than 12" diameter trees, with tractor | B10M | 0.48 | 25 | Acre | 0 | 1300 | 3675 | 4975 | 0 | 0 | 0 | 0 | 0 | 1950 | 4050 | 6000 | 0 | 0 | 0 | 0 | STD | Year 2020 | National Average
0 | 311313200470 |  |  | Selective tree and shrub removal, selective felling & piling, large tract, firm level terrain, no boulders, 300 H.P. dozer, up to 500 trees per acre, 75% to 100% hardwoods, less than 12" diameter trees, with tractor | B10M | 0.36 | 33.33 | Acre | 0 | 1725 | 4900 | 6625 | 0 | 0 | 0 | 0 | 0 | 2600 | 5400 | 8000 | 0 | 0 | 0 | 0 | STD | Year 2020 | National Average
0 | 311313200500 |  |  | Selective tree and shrub removal, selective felling & piling, large tract, firm level terrain, no boulders, 300 H.P. dozer, more than 600 trees per acre, up to 25% hardwoods, less than 12" diameter trees, with tractor | B10M | 0.52 | 23.08 | Acre | 0 | 1200 | 3400 | 4600 | 0 | 0 | 0 | 0 | 0 | 1800 | 3725 | 5525 | 0 | 0 | 0 | 0 | STD | Year 2020 | National Average
0 | 311313200540 |  |  | Selective tree and shrub removal, selective felling & piling, large tract, firm level terrain, no boulders, 300 H.P. dozer, more than 600 trees per acre, 25% to 50% hardwoods, less than 12" diameter trees, with tractor | B10M | 0.42 | 28.57 | Acre | 0 | 1475 | 4200 | 5675 | 0 | 0 | 0 | 0 | 0 | 2225 | 4625 | 6850 | 0 | 0 | 0 | 0 | STD | Year 2020 | National Average
0 | 311313200570 |  |  | Selective tree and shrub removal, selective felling & piling, large tract, firm level terrain, no boulders, 300 H.P. dozer, more than 600 trees per acre, 75% to 100% hardwoods, less than 12" diameter trees, with tractor | B10M | 0.31 | 38.71 | Acre | 0 | 2000 | 5700 | 7700 | 0 | 0 | 0 | 0 | 0 | 3000 | 6250 | 9250 | 0 | 0 | 0 | 0 | STD | Year 2020 | National Average
0 | 311313200900 |  |  | Selective felling trees and piling, large tract clearing & piling per tree |  | 0 | 0 |  | 0 | 0 | 0 | 0 | 0 | 0 | 0 | 0 | 0 | 0 | 0 | 0 | 0 | 0 | 0 | 0 | STD | Year 2020 | National Average
0 | 311313201500 |  |  | Selective felling trees and piling, large tract clearing & piling, firm level terrain, no boulders, softwood, per tree, 300 H.P. dozer, to 12" diameter | B10M | 320 | 0.04 | Ea. | 0 | 1.95 | 5.5 | 7.45 | 0 | 0 | 0 | 0 | 0 | 2.91 | 6.05 | 8.96 | 0 | 0 | 0 | 0 | STD | Year 2020 | National Average
0 | 311313201550 |  |  | Selective felling trees and piling, large tract clearing & piling, firm level terrain, no boulders, hardwood, per tree, 300 H.P. dozer, to 12" diameter | B10M | 100 | 0.12 | Ea. | 0 | 6.2 | 17.65 | 23.85 | 0 | 0 | 0 | 0 | 0 | 9.3 | 19.4 | 28.7 | 0 | 0 | 0 | 0 | STD | Year 2020 | National Average
0 | 311313201600 |  |  | Selective felling trees and piling, large tract clearing & piling, firm level terrain, no boulders, softwood, per tree, 300 H.P. dozer, 12" to 24" diameter | B10M | 200 | 0.06 | Ea. | 0 | 3.11 | 8.8 | 11.91 | 0 | 0 | 0 | 0 | 0 | 4.66 | 9.7 | 14.36 | 0 | 0 | 0 | 0 | STD | Year 2020 | National Average
0 | 311313201650 |  |  | Selective felling trees and piling, large tract clearing & piling, firm level terrain, no boulders, hardwood, per tree, 300 H.P. dozer, 12" to 24" diameter | B10M | 80 | 0.15 | Ea. | 0 | 7.8 | 22 | 29.8 | 0 | 0 | 0 | 0 | 0 | 11.65 | 24.5 | 36.15 | 0 | 0 | 0 | 0 | STD | Year 2020 | National Average
0 | 311313201700 |  |  | Selective felling trees and piling, large tract clearing & piling, firm level terrain, no boulders, softwood, per tree, 300 H.P. dozer, 24" to 36" diameter | B10M | 100 | 0.12 | Ea. | 0 | 6.2 | 17.65 | 23.85 | 0 | 0 | 0 | 0 | 0 | 9.3 | 19.4 | 28.7 | 0 | 0 | 0 | 0 | STD | Year 2020 | National Average
0 | 311313201750 |  |  | Selective felling trees and piling, large tract clearing & piling, firm level terrain, no boulders, hardwood, per tree, 300 H.P. dozer, 24" to 36" diameter | B10M | 50 | 0.24 | Ea. | 0 | 12.45 | 35.5 | 47.95 | 0 | 0 | 0 | 0 | 0 | 18.65 | 39 | 57.65 | 0 | 0 | 0 | 0 | STD | Year 2020 | National Average
0 | 311313201800 |  |  | Selective felling trees and piling, large tract clearing & piling, firm level terrain, no boulders, softwood, per tree, 300 H.P. dozer, 36" to 48" diameter | B10M | 70 | 0.17 | Ea. | 0 | 8.9 | 25 | 33.9 | 0 | 0 | 0 | 0 | 0 | 13.3 | 27.5 | 40.8 | 0 | 0 | 0 | 0 | STD | Year 2020 | National Average
0 | 311313201850 |  |  | Selective felling trees and piling, large tract clearing & piling, firm level terrain, no boulders, hardwood, per tree, 300 H.P. dozer, 36" to 48" diameter | B10M | 35 | 0.34 | Ea. | 0 | 17.8 | 50.5 | 68.3 | 0 | 0 | 0 | 0 | 0 | 26.5 | 55.5 | 82 | 0 | 0 | 0 | 0 | STD | Year 2020 | National Average
0 | 311313202000 |  |  | Selective clearing and grubbing, 1-1/2 C.Y. excavator, stump removal on site by hydraulic excavator |  | 0 | 0 |  | 0 | 0 | 0 | 0 | 0 | 0 | 0 | 0 | 0 | 0 | 0 | 0 | 0 | 0 | 0 | 0 | STD | Year 2020 | National Average
0 | 311313202040 |  |  | Selective clearing and grubbing, 1-1/2 C.Y. excavator, 4" to 6" diameter, stump removal on site by hydraulic excavator | B17 | 60 | 0.53 | Ea. | 0 | 25 | 10.7 | 35.7 | 0 | 0 | 0 | 0 | 0 | 37 | 11.75 | 48.75 | 0 | 0 | 0 | 0 | STD | Year 2020 | National Average
0 | 311313202050 |  |  | Selective clearing and grubbing, 1-1/2 C.Y. excavator, 8" to 12" diameter, stump removal on site by hydraulic excavator | B30 | 33 | 0.73 | Ea. | 0 | 37.5 | 55.5 | 93 | 0 | 0 | 0 | 0 | 0 | 56 | 61 | 117 | 0 | 0 | 0 | 0 | STD | Year 2020 | National Average
0 | 311313202100 |  |  | Selective clearing and grubbing, 1-1/2 C.Y. excavator, 14" to 24" diameter, stump removal on site by hydraulic excavator | B30 | 25 | 0.96 | Ea. | 0 | 49.5 | 73.5 | 123 | 0 | 0 | 0 | 0 | 0 | 74 | 80.5 | 154.5 | 0 | 0 | 0 | 0 | STD | Year 2020 | National Average
0 | 311313202150 |  |  | Selective clearing and grubbing, 1-1/2 C.Y. excavator, 26" to 36" diameter, stump removal on site by hydraulic excavator | B30 | 16 | 1.5 | Ea. | 0 | 77.5 | 115 | 192.5 | 0 | 0 | 0 | 0 | 0 | 116 | 126 | 242 | 0 | 0 | 0 | 0 | STD | Year 2020 | National Average
0 | 311313203000 |  |  | Selective clearing and grubbing, remove selective trees, on site using chain saws and chipper, excludes stumps |  | 0 | 0 |  | 0 | 0 | 0 | 0 | 0 | 0 | 0 | 0 | 0 | 0 | 0 | 0 | 0 | 0 | 0 | 0 | STD | Year 2020 | National Average
0 | 311313203050 |  |  | Selective clearing and grubbing, up to 6" diameter, remove selective trees, on site using chain saws and chipper, excludes stumps | B7 | 18 | 2.67 | Ea. | 0 | 120 | 91.5 | 211.5 | 0 | 0 | 0 | 0 | 0 | 180 | 100 | 280 | 0 | 0 | 0 | 0 | STD | Year 2020 | National Average
0 | 311313203100 |  |  | Selective clearing and grubbing, 8" to 12" diameter, remove selective trees, on site using chain saws and chipper, excludes stumps | B7 | 12 | 4 | Ea. | 0 | 180 | 137 | 317 | 0 | 0 | 0 | 0 | 0 | 269 | 151 | 420 | 0 | 0 | 0 | 0 | STD | Year 2020 | National Average
0 | 311313203150 |  |  | Selective clearing and grubbing, 14" to 24" diameter, remove selective trees, on site using chain saws and chipper, excludes stumps | B7 | 10 | 4.8 | Ea. | 0 | 215 | 164 | 379 | 0 | 0 | 0 | 0 | 0 | 325 | 181 | 506 | 0 | 0 | 0 | 0 | STD | Year 2020 | National Average
0 | 311313203200 |  |  | Selective clearing and grubbing, 26" to 36" diameter, remove selective trees, on site using chain saws and chipper, excludes stumps | B7 | 8 | 6 | Ea. | 0 | 269 | 206 | 475 | 0 | 0 | 0 | 0 | 0 | 405 | 226 | 631 | 0 | 0 | 0 | 0 | STD | Year 2020 | National Average
0 | 311313203300 |  |  | Selective clearing and grubbing, to 12" diameter, 2 mile haul, machine load trees | A3B | 8 | 2 | Ea. | 0 | 106 | 159 | 265 | 0 | 0 | 0 | 0 | 0 | 158 | 175 | 333 | 0 | 0 | 0 | 0 | STD | Year 2020 | National Average
0 | 314113000000 |  |  | Timber shoring |  | 0 | 0 |  | 0 | 0 | 0 | 0 | 0 | 0 | 0 | 0 | 0 | 0 | 0 | 0 | 0 | 0 | 0 | 0 | STD | Year 2020 | National Average
0 | 314100000000 |  |  | Shoring |  | 0 | 0 |  | 0 | 0 | 0 | 0 | 0 | 0 | 0 | 0 | 0 | 0 | 0 | 0 | 0 | 0 | 0 | 0 | STD | Year 2020 | National Average
0 | 314113100010 |  |  | Shoring by timber |  | 0 | 0 |  | 0 | 0 | 0 | 0 | 0 | 0 | 0 | 0 | 0 | 0 | 0 | 0 | 0 | 0 | 0 | 0 | STD | Year 2020 | National Average
0 | 314113100020 |  |  | Timber shoring, existing building, with timber, excludes salvage allowance | B51 | 2.2 | 21.82 | M.B.F. | 860 | 945 | 89 | 1894 | 0 | 0 | 0 | 0 | 945 | 1425 | 98 | 2468 | 0 | 0 | 0 | 0 | STD | Year 2020 | National Average
0 | 314113101000 |  |  | Timber shoring, existing building, on cribbing with timber, per box and jack, 35 ton screw jacks | B51 | 3.6 | 13.33 | Jack | 65 | 575 | 54.5 | 694.5 | 0 | 0 | 0 | 0 | 71.5 | 865 | 60 | 996.5 | 0 | 0 | 0 | 0 | STD | Year 2020 | National Average
0 | 314113101100 |  |  | Timber shoring, masonry openings in walls, see Section 02 41 19.16 (MF95 02220 310) |  | 0 | 0 |  | 0 | 0 | 0 | 0 | 0 | 0 | 0 | 0 | 0 | 0 | 0 | 0 | 0 | 0 | 0 | 0 | STD | Year 2020 | National Average
0 | 314116000000 |  |  | Sheet piling |  | 0 | 0 |  | 0 | 0 | 0 | 0 | 0 | 0 | 0 | 0 | 0 | 0 | 0 | 0 | 0 | 0 | 0 | 0 | STD | Year 2020 | National Average
0 | 314116100010 |  |  | Sheet piling systems |  | 0 | 0 |  | 0 | 0 | 0 | 0 | 0 | 0 | 0 | 0 | 0 | 0 | 0 | 0 | 0 | 0 | 0 | 0 | STD | Year 2020 | National Average
0 | 314116100020 |  |  | Sheet piling, steel, 22 psf, 15' excavation, per ton, left in place, excludes wales | B40 | 10.81 | 5.92 | Ton | 1875 | 325 | 320 | 2520 | 0 | 0 | 0 | 0 | 2050 | 500 | 355 | 2905 | 0 | 0 | 0 | 0 | STD | Year 2020 | National Average
0 | 314116100100 |  |  | Sheet piling, steel, 22 psf, 15' excavation, per ton, drive, extract and salvage, excludes wales | B40 | 6 | 10.67 | Ton | 525 | 590 | 580 | 1695 | 0 | 0 | 0 | 0 | 575 | 900 | 635 | 2110 | 0 | 0 | 0 | 0 | STD | Year 2020 | National Average
0 | 314116100300 |  |  | Sheet piling, steel, 27 psf, 20' excavation, per ton, left in place, excludes wales | B40 | 12.95 | 4.94 | Ton | 1875 | 273 | 269 | 2417 | 0 | 0 | 0 | 0 | 2050 | 420 | 295 | 2765 | 0 | 0 | 0 | 0 | STD | Year 2020 | National Average
0 | 314116100400 |  |  | Sheet piling, steel, 27 psf, 20' excavation, per ton, drive, extract and salvage, excludes wales | B40 | 6.55 | 9.77 | Ton | 525 | 540 | 530 | 1595 | 0 | 0 | 0 | 0 | 575 | 825 | 585 | 1985 | 0 | 0 | 0 | 0 | STD | Year 2020 | National Average
0 | 314116100600 |  |  | Sheet piling, steel, 38 psf, 25' excavation, per ton, left in place, excludes wales | B40 | 19 | 3.37 | Ton | 1875 | 186 | 183 | 2244 | 0 | 0 | 0 | 0 | 2050 | 285 | 201 | 2536 | 0 | 0 | 0 | 0 | STD | Year 2020 | National Average
0 | 314116100700 |  |  | Sheet piling, steel, 38 psf, 25' excavation, per ton, drive, extract and salvage, excludes wales | B40 | 10.5 | 6.09 | Ton | 525 | 335 | 330 | 1190 | 0 | 0 | 0 | 0 | 575 | 515 | 365 | 1455 | 0 | 0 | 0 | 0 | STD | Year 2020 | National Average
0 | 314116100900 |  |  | Sheet piling, steel, 38 psf, 40' excavation, per ton, left in place, excludes wales | B40 | 21.2 | 3.02 | Ton | 1875 | 167 | 164 | 2206 | 0 | 0 | 0 | 0 | 2050 | 255 | 180 | 2485 | 0 | 0 | 0 | 0 | STD | Year 2020 | National Average
0 | 314116101000 |  |  | Sheet piling, steel, 38 psf, 40' excavation, per ton, drive, extract and salvage, excludes wales | B40 | 12.25 | 5.22 | Ton | 525 | 289 | 284 | 1098 | 0 | 0 | 0 | 0 | 575 | 440 | 310 | 1325 | 0 | 0 | 0 | 0 | STD | Year 2020 | National Average
0 | 314116101200 |  |  | Sheet piling, steel, 22 psf, 15' excavation, per S.F., left in place, excludes wales | B40 | 983 | 0.07 | S.F. | 21.5 | 3.6 | 3.54 | 28.64 | 0 | 0 | 0 | 0 | 24 | 5.5 | 3.89 | 33.39 | 0 | 0 | 0 | 0 | STD | Year 2020 | National Average
0 | 314116101300 |  |  | Sheet piling, steel, 22 psf, 15' excavation, per S.F., drive, extract and salvage, excludes wales | B40 | 545 | 0.12 | S.F. | 5.9 | 6.5 | 6.4 | 18.8 | 0 | 0 | 0 | 0 | 6.5 | 9.95 | 7 | 23.45 | 0 | 0 | 0 | 0 | STD | Year 2020 | National Average
0 | 314116101500 |  |  | Sheet piling, steel, 27 psf, 20' excavation, per S.F., left in place, excludes wales | B40 | 960 | 0.07 | S.F. | 27.5 | 3.68 | 3.62 | 34.8 | 0 | 0 | 0 | 0 | 30 | 5.65 | 3.98 | 39.63 | 0 | 0 | 0 | 0 | STD | Year 2020 | National Average
0 | 314116101600 |  |  | Sheet piling, steel, 27 psf, 20' excavation, per S.F., drive, extract and salvage, excludes wales | B40 | 485 | 0.13 | S.F. | 7.65 | 7.3 | 7.15 | 22.1 | 0 | 0 | 0 | 0 | 8.4 | 11.15 | 7.9 | 27.45 | 0 | 0 | 0 | 0 | STD | Year 2020 | National Average
0 | 314116101800 |  |  | Sheet piling, steel, 38 psf, 25' excavation, per S.F., left in place, excludes wales | B40 | 1000 | 0.06 | S.F. | 40 | 3.54 | 3.48 | 47.02 | 0 | 0 | 0 | 0 | 44 | 5.4 | 3.82 | 53.22 | 0 | 0 | 0 | 0 | STD | Year 2020 | National Average
0 | 314116101900 |  |  | Sheet piling, steel, 38 psf, 25' excavation, per S.F., drive, extract and salvage, excludes wales | B40 | 553 | 0.12 | S.F. | 10.5 | 6.4 | 6.3 | 23.2 | 0 | 0 | 0 | 0 | 11.55 | 9.8 | 6.9 | 28.25 | 0 | 0 | 0 | 0 | STD | Year 2020 | National Average
0 | 314116102100 |  |  | Sheet piling, rent steel sheet piling and wales, first month, excludes wales |  | 0 | 0 | Ton | 335 | 0 | 0 | 335 | 0 | 0 | 0 | 0 | 370 | 0 | 0 | 370 | 0 | 0 | 0 | 0 | STD | Year 2020 | National Average
0 | 314116102200 |  |  | Sheet piling, rent steel sheet piling and wales, excludes wales, per additional month |  | 0 | 0 | Ton | 33.5 | 0 | 0 | 33.5 | 0 | 0 | 0 | 0 | 37 | 0 | 0 | 37 | 0 | 0 | 0 | 0 | STD | Year 2020 | National Average
0 | 314116102300 |  |  | Sheet piling, rental piling left in place, excludes wales, add to rental |  | 0 | 0 | Ton | 1200 | 0 | 0 | 1200 | 0 | 0 | 0 | 0 | 1325 | 0 | 0 | 1325 | 0 | 0 | 0 | 0 | STD | Year 2020 | National Average
0 | 314116102500 |  |  | Sheet piling, wales, connections and struts, 2/3 salvage |  | 0 | 0 | Ton | 535 | 0 | 0 | 535 | 0 | 0 | 0 | 0 | 585 | 0 | 0 | 585 | 0 | 0 | 0 | 0 | STD | Year 2020 | National Average
0 | 314116102700 |  |  | Sheet piling, high strength steel piling, 60,000 psi, excludes wales, add |  | 0 | 0 | Ton | 187 | 0 | 0 | 187 | 0 | 0 | 0 | 0 | 206 | 0 | 0 | 206 | 0 | 0 | 0 | 0 | STD | Year 2020 | National Average
0 | 314116102800 |  |  | Sheet piling, high strength steel piling, 65,000 psi, excludes wales, add |  | 0 | 0 | Ton | 280 | 0 | 0 | 280 | 0 | 0 | 0 | 0 | 310 | 0 | 0 | 310 | 0 | 0 | 0 | 0 | STD | Year 2020 | National Average
0 | 314116103000 |  |  | Sheet piling, steel, tie rod, not upset, with turnbuckle, 1-1/2" to 4", excludes wales |  | 0 | 0 | Ton | 2275 | 0 | 0 | 2275 | 0 | 0 | 0 | 0 | 2500 | 0 | 0 | 2500 | 0 | 0 | 0 | 0 | STD | Year 2020 | National Average
0 | 314116103100 |  |  | Sheet piling, steel, tie rod, not upset, no turnbuckle, 1-1/2" to 4", excludes wales |  | 0 | 0 | Ton | 1650 | 0 | 0 | 1650 | 0 | 0 | 0 | 0 | 1800 | 0 | 0 | 1800 | 0 | 0 | 0 | 0 | STD | Year 2020 | National Average
0 | 314116103300 |  |  | Sheet piling, steel, tie rod, upset, with turnbuckle, 1-3/4" to 4", excludes wales |  | 0 | 0 | Ton | 2400 | 0 | 0 | 2400 | 0 | 0 | 0 | 0 | 2650 | 0 | 0 | 2650 | 0 | 0 | 0 | 0 | STD | Year 2020 | National Average
0 | 314116103400 |  |  | Sheet piling, steel, tie rod, upset, no turnbuckle, 1-3/4" to 4", excludes wales |  | 0 | 0 | Ton | 2125 | 0 | 0 | 2125 | 0 | 0 | 0 | 0 | 2325 | 0 | 0 | 2325 | 0 | 0 | 0 | 0 | STD | Year 2020 | National Average
0 | 314116103600 |  |  | Sheet piling, steel, lightweight, 9.22 psf, and, 7 ga., 18" to 28" wide, excludes wales, add |  | 0 | 0 |  | 0 | 0 | 0 | 0 | 0 | 0 | 0 | 0 | 0 | 0 | 0 | 0 | 0 | 0 | 0 | 0 | STD | Year 2020 | National Average
0 | 314116103610 |  |  | Sheet piling, steel, lightweight, 9.22 psf, and 9 ga., 8.6 psf, 7 ga., 18" to 28" wide, excludes wales, minimum |  | 0 | 0 | Lb. | 0.73 | 0 | 0 | 0.73 | 0 | 0 | 0 | 0 | 0.8 | 0 | 0 | 0.8 | 0 | 0 | 0 | 0 | STD | Year 2020 | National Average
0 | 314116103700 |  |  | Sheet piling, steel, lightweight, 9.22 psf, and 9 ga., 8.6 psf, 7 ga., 18" to 28" wide, excludes wales, average |  | 0 | 0 | Lb. | 0.92 | 0 | 0 | 0.92 | 0 | 0 | 0 | 0 | 1.01 | 0 | 0 | 1.01 | 0 | 0 | 0 | 0 | STD | Year 2020 | National Average
0 | 314116103750 |  |  | Sheet piling, steel, lightweight, 9.22 psf, and 9 ga., 8.6 psf, 7 ga., 18" to 28" wide, excludes wales, maximum |  | 0 | 0 | Lb. | 1.02 | 0 | 0 | 1.02 | 0 | 0 | 0 | 0 | 1.12 | 0 | 0 | 1.12 | 0 | 0 | 0 | 0 | STD | Year 2020 | National Average
0 | 314116103900 |  |  | Sheet piling, wood, solid sheeting, includes wales, braces and spacers |  | 0 | 0 |  | 0 | 0 | 0 | 0 | 0 | 0 | 0 | 0 | 0 | 0 | 0 | 0 | 0 | 0 | 0 | 0 | STD | Year 2020 | National Average
0 | 314116103910 |  |  | Sheet piling, wood, solid sheeting, 8' deep excavation, drive, extract and salvage, includes wales, braces and spacers | B31 | 330 | 0.12 | S.F. | 2.06 | 5.4 | 0.78 | 8.24 | 0 | 0 | 0 | 0 | 2.26 | 8.15 | 0.86 | 11.27 | 0 | 0 | 0 | 0 | STD | Year 2020 | National Average
0 | 314116104000 |  |  | Sheet piling, wood, solid sheeting, 50 S.F./hour in & 150 S.F./hour out, 10' deep excavation, drive, extract and salvage, includes wales, braces and spacers | B31 | 300 | 0.13 | S.F. | 2.12 | 5.95 | 0.86 | 8.93 | 0 | 0 | 0 | 0 | 2.33 | 8.95 | 0.94 | 12.22 | 0 | 0 | 0 | 0 | STD | Year 2020 | National Average
0 | 314116104100 |  |  | Sheet piling, wood, solid sheeting, 45 S.F./hour in & 135 S.F./hour out, 12' deep excavation, drive, extract and salvage, includes wales, braces and spacers | B31 | 270 | 0.15 | S.F. | 2.18 | 6.6 | 0.95 | 9.73 | 0 | 0 | 0 | 0 | 2.4 | 9.95 | 1.05 | 13.4 | 0 | 0 | 0 | 0 | STD | Year 2020 | National Average
0 | 314116104200 |  |  | Sheet piling, wood, solid sheeting, 42 S.F./hour in & 126 S.F./hour out, 14' deep excavation, drive, extract and salvage, includes wales, braces and spacers | B31 | 250 | 0.16 | S.F. | 2.24 | 7.15 | 1.03 | 10.42 | 0 | 0 | 0 | 0 | 2.47 | 10.75 | 1.13 | 14.35 | 0 | 0 | 0 | 0 | STD | Year 2020 | National Average
0 | 314116104300 |  |  | Sheet piling, wood, solid sheeting, 40 S.F./hour in & 120 S.F./hour out, 16' deep excavation, drive, extract and salvage, includes wales, braces and spacers | B31 | 240 | 0.17 | S.F. | 2.31 | 7.45 | 1.07 | 10.83 | 0 | 0 | 0 | 0 | 2.54 | 11.2 | 1.18 | 14.92 | 0 | 0 | 0 | 0 | STD | Year 2020 | National Average
0 | 314116104400 |  |  | Sheet piling, wood, solid sheeting, 38 S.F./hour in & 114 S.F./hour out, 18' deep excavation, drive, extract and salvage, includes wales, braces and spacers | B31 | 230 | 0.17 | S.F. | 2.39 | 7.8 | 1.12 | 11.31 | 0 | 0 | 0 | 0 | 2.63 | 11.7 | 1.23 | 15.56 | 0 | 0 | 0 | 0 | STD | Year 2020 | National Average
0 | 314116104500 |  |  | Sheet piling, wood, solid sheeting, 35 S.F./hour in & 105 S.F./hour out, 20' deep excavation, drive, extract and salvage, includes wales, braces and spacers | B31 | 210 | 0.19 | S.F. | 2.47 | 8.5 | 1.22 | 12.19 | 0 | 0 | 0 | 0 | 2.71 | 12.8 | 1.35 | 16.86 | 0 | 0 | 0 | 0 | STD | Year 2020 | National Average
0 | 314116104520 |  |  | Sheet piling, wood, solid sheeting, 55 S.F./hour, 8' deep excavation, left in place, includes wales, braces and spacers | B31 | 440 | 0.09 | S.F. | 3.7 | 4.06 | 0.58 | 8.34 | 0 | 0 | 0 | 0 | 4.07 | 6.1 | 0.64 | 10.81 | 0 | 0 | 0 | 0 | STD | Year 2020 | National Average
0 | 314116104540 |  |  | Sheet piling, wood, solid sheeting, 50 S.F./hour, 10' deep excavation, left in place, includes wales, braces and spacers | B31 | 400 | 0.1 | S.F. | 3.9 | 4.47 | 0.64 | 9.01 | 0 | 0 | 0 | 0 | 4.29 | 6.7 | 0.71 | 11.7 | 0 | 0 | 0 | 0 | STD | Year 2020 | National Average
0 | 314116104560 |  |  | Sheet piling, wood, solid sheeting, 45 S.F./hour, 12' deep excavation, left in place, includes wales, braces and spacers | B31 | 360 | 0.11 | S.F. | 4.11 | 4.97 | 0.71 | 9.79 | 0 | 0 | 0 | 0 | 4.52 | 7.45 | 0.79 | 12.76 | 0 | 0 | 0 | 0 | STD | Year 2020 | National Average
0 | 314116104565 |  |  | Sheet piling, wood, solid sheeting, 42 S.F./hour, 14' deep excavation, left in place, includes wales, braces and spacers | B31 | 335 | 0.12 | S.F. | 4.35 | 5.35 | 0.77 | 10.47 | 0 | 0 | 0 | 0 | 4.79 | 8 | 0.85 | 13.64 | 0 | 0 | 0 | 0 | STD | Year 2020 | National Average
0 | 314116104570 |  |  | Sheet piling, wood, solid sheeting, 40 S.F./hour, 16' deep excavation, left in place, includes wales, braces and spacers | B31 | 320 | 0.13 | S.F. | 4.63 | 5.6 | 0.8 | 11.03 | 0 | 0 | 0 | 0 | 5.1 | 8.4 | 0.89 | 14.39 | 0 | 0 | 0 | 0 | STD | Year 2020 | National Average
0 | 314116104580 |  |  | Sheet piling, wood, solid sheeting, 38 S.F./hour, 18' deep excavation, left in place, includes wales, braces and spacers | B31 | 305 | 0.13 | S.F. | 4.94 | 5.85 | 0.84 | 11.63 | 0 | 0 | 0 | 0 | 5.45 | 8.8 | 0.93 | 15.18 | 0 | 0 | 0 | 0 | STD | Year 2020 | National Average
0 | 314116104590 |  |  | Sheet piling, wood, solid sheeting, 35 S.F./hour, 20' deep excavation, left in place, includes wales, braces and spacers | B31 | 280 | 0.14 | S.F. | 5.3 | 6.4 | 0.92 | 12.62 | 0 | 0 | 0 | 0 | 5.8 | 9.6 | 1.01 | 16.41 | 0 | 0 | 0 | 0 | STD | Year 2020 | National Average
0 | 314116104700 |  |  | Sheet piling, wood piles, alternate pricing, 8' deep excavation, left in place, includes wales, braces and spacers | B31 | 1.76 | 22.73 | M.B.F. | 830 | 1025 | 146 | 2001 | 0 | 0 | 0 | 0 | 915 | 1525 | 161 | 2601 | 0 | 0 | 0 | 0 | STD | Year 2020 | National Average
0 | 314116104800 |  |  | Sheet piling, wood piles, alternate pricing, 8' deep excavation, drive, extract and salvage, includes wales, braces and spacers | B31 | 1.32 | 30.3 | M.B.F. | 740 | 1350 | 195 | 2285 | 0 | 0 | 0 | 0 | 815 | 2025 | 215 | 3055 | 0 | 0 | 0 | 0 | STD | Year 2020 | National Average
0 | 314116105000 |  |  | Sheet piling, wood for treated lumber, add cost of treatment to lumber |  | 0 | 0 |  | 0 | 0 | 0 | 0 | 0 | 0 | 0 | 0 | 0 | 0 | 0 | 0 | 0 | 0 | 0 | 0 | STD | Year 2020 | National Average
0 | 315600000000 |  |  | Slurry walls |  | 0 | 0 |  | 0 | 0 | 0 | 0 | 0 | 0 | 0 | 0 | 0 | 0 | 0 | 0 | 0 | 0 | 0 | 0 | STD | Year 2020 | National Average
0 | 315623000000 |  |  | Slurry wall, lean concrete |  | 0 | 0 |  | 0 | 0 | 0 | 0 | 0 | 0 | 0 | 0 | 0 | 0 | 0 | 0 | 0 | 0 | 0 | 0 | STD | Year 2020 | National Average
0 | 315623200010 |  |  | Slurry trench, excavated slurry trench in wet soils |  | 0 | 0 |  | 0 | 0 | 0 | 0 | 0 | 0 | 0 | 0 | 0 | 0 | 0 | 0 | 0 | 0 | 0 | 0 | STD | Year 2020 | National Average
0 | 315623200011 |  |  | Excavated slurry trench in wet soils |  | 0 | 0 |  | 0 | 0 | 0 | 0 | 0 | 0 | 0 | 0 | 0 | 0 | 0 | 0 | 0 | 0 | 0 | 0 | STD | Year 2020 | National Average
0 | 315623200020 |  |  | Slurry trench, excavated slurry trench in wet soils backfilled with concrete, 3,000 psi, excludes reinforcing steel |  | 0 | 0 |  | 0 | 0 | 0 | 0 | 0 | 0 | 0 | 0 | 0 | 0 | 0 | 0 | 0 | 0 | 0 | 0 | STD | Year 2020 | National Average
0 | 315623200050 |  |  | Slurry trench, excavated slurry trench in wet soils backfilled with concrete, 3,000 psi, excludes reinforcing steel, minimum | C7 | 333 | 0.22 | C.F. | 9.55 | 9.9 | 3.24 | 22.69 | 0 | 0 | 0 | 0 | 10.5 | 14.8 | 3.57 | 28.87 | 0 | 0 | 0 | 0 | STD | Year 2020 | National Average
0 | 315623200100 |  |  | Slurry trench, excavated slurry trench in wet soils backfilled with concrete, 3,000 psi, excludes reinforcing steel, maximum | C7 | 200 | 0.36 | C.F. | 16 | 16.45 | 5.4 | 37.85 | 0 | 0 | 0 | 0 | 17.6 | 24.5 | 5.95 | 48.05 | 0 | 0 | 0 | 0 | STD | Year 2020 | National Average
0 | 315623200200 |  |  | Slurry trench, excavated slurry trench in wet soils backfilled with concrete, alternate pricing method, 3,000 psi, excludes reinforcing steel, minimum | C7 | 150 | 0.48 | S.F. | 19.1 | 22 | 7.2 | 48.3 | 0 | 0 | 0 | 0 | 21 | 33 | 7.9 | 61.9 | 0 | 0 | 0 | 0 | STD | Year 2020 | National Average
0 | 315623200300 |  |  | Slurry trench, excavated slurry trench in wet soils backfilled with concrete, alternate pricing method, 3,000 psi, excludes reinforcing steel, maximum | C7 | 120 | 0.6 | S.F. | 28.5 | 27.5 | 9 | 65 | 0 | 0 | 0 | 0 | 31.5 | 41 | 9.9 | 82.4 | 0 | 0 | 0 | 0 | STD | Year 2020 | National Average
0 | 315623200500 |  |  | Slurry trench, excavated slurry trench in wet soils backfilled with concrete, reinforced trench, 3,000 psi, minimum | B48 | 177 | 0.32 | S.F. | 14.3 | 15.05 | 5.9 | 35.25 | 0 | 0 | 0 | 0 | 15.75 | 22.5 | 6.5 | 44.75 | 0 | 0 | 0 | 0 | STD | Year 2020 | National Average
0 | 315623200600 |  |  | Slurry trench, excavated slurry trench in wet soils backfilled with concrete, reinforced trench, 3,000 psi, maximum | B48 | 69 | 0.81 | S.F. | 47.5 | 38.5 | 15.2 | 101.2 | 0 | 0 | 0 | 0 | 52.5 | 58 | 16.7 | 127.2 | 0 | 0 | 0 | 0 | STD | Year 2020 | National Average
0 | 315623200800 |  |  | Slurry trench, haul for disposal, excavated material, 2 mile haul, add | B34B | 99 | 0.08 | C.Y. | 0 | 3.96 | 5.8 | 9.76 | 0 | 0 | 0 | 0 | 0 | 5.95 | 6.35 | 12.3 | 0 | 0 | 0 | 0 | STD | Year 2020 | National Average
0 | 315623200900 |  |  | Slurry trench, haul bentonite castings for disposal, add | B34B | 40 | 0.2 | C.Y. | 0 | 9.8 | 14.3 | 24.1 | 0 | 0 | 0 | 0 | 0 | 14.65 | 15.75 | 30.4 | 0 | 0 | 0 | 0 | STD | Year 2020 | National Average
0 | 313200000000 |  |  | Soil stabilization |  | 0 | 0 |  | 0 | 0 | 0 | 0 | 0 | 0 | 0 | 0 | 0 | 0 | 0 | 0 | 0 | 0 | 0 | 0 | STD | Year 2020 | National Average
0 | 313213000000 |  |  | Soil mixing stabilization |  | 0 | 0 |  | 0 | 0 | 0 | 0 | 0 | 0 | 0 | 0 | 0 | 0 | 0 | 0 | 0 | 0 | 0 | 0 | STD | Year 2020 | National Average
0 | 313213300010 |  |  | Calcium chloride |  | 0 | 0 |  | 0 | 0 | 0 | 0 | 0 | 0 | 0 | 0 | 0 | 0 | 0 | 0 | 0 | 0 | 0 | 0 | STD | Year 2020 | National Average
0 | 313213300020 |  |  | Calcium chloride, truckload lots, 100 lb. bags, delivered |  | 0 | 0 | Ton | 635 | 0 | 0 | 635 | 0 | 0 | 0 | 0 | 700 | 0 | 0 | 700 | 0 | 0 | 0 | 0 | STD | Year 2020 | National Average
0 | 313213300030 |  |  | Calcium chloride, solution, tank truck delivery, 4 lb. flake per gallon |  | 0 | 0 | Gal. | 1.67 | 0 | 0 | 1.67 | 0 | 0 | 0 | 0 | 1.84 | 0 | 0 | 1.84 | 0 | 0 | 0 | 0 | STD | Year 2020 | National Average
0 | 313100000000 |  |  | Soil treatment |  | 0 | 0 |  | 0 | 0 | 0 | 0 | 0 | 0 | 0 | 0 | 0 | 0 | 0 | 0 | 0 | 0 | 0 | 0 | STD | Year 2020 | National Average
0 | 313116000000 |  |  | Termite control |  | 0 | 0 |  | 0 | 0 | 0 | 0 | 0 | 0 | 0 | 0 | 0 | 0 | 0 | 0 | 0 | 0 | 0 | 0 | STD | Year 2020 | National Average
0 | 313116130010 |  |  | Chemical termite control |  | 0 | 0 |  | 0 | 0 | 0 | 0 | 0 | 0 | 0 | 0 | 0 | 0 | 0 | 0 | 0 | 0 | 0 | 0 | STD | Year 2020 | National Average
0 | 313116130020 |  |  | Chemical termite control, slab and walls, residential | 1 Skwk | 1200 | 0.01 | SF Flr. | 0.33 | 0.37 | 0 | 0.7 | 0 | 0 | 0 | 0 | 0.36 | 0.55 | 0 | 0.91 | 0 | 0 | 0 | 0 | STD | Year 2020 | National Average
0 | 313116130200 |  |  | Chemical termite control, slab and walls, commercial, maximum | 1 Skwk | 1645 | 0.01 | SF Flr. | 0.53 | 0.27 | 0 | 0.8 | 0 | 0 | 0 | 0 | 0.58 | 0.4 | 0 | 0.98 | 0 | 0 | 0 | 0 | STD | Year 2020 | National Average
0 | 313116130100 |  |  | Chemical termite control, slab and walls, commercial, minimum | 1 Skwk | 2496 | 0 | SF Flr. | 0.35 | 0.18 | 0 | 0.53 | 0 | 0 | 0 | 0 | 0.39 | 0.27 | 0 | 0.66 | 0 | 0 | 0 | 0 | STD | Year 2020 | National Average
0 | 313116130500 |  |  | Chemical termite control, insecticides for termite control, maximum | 1 Skwk | 11 | 0.73 | Gal. | 120 | 40 | 0 | 160 | 0 | 0 | 0 | 0 | 132 | 60.5 | 0 | 192.5 | 0 | 0 | 0 | 0 | STD | Year 2020 | National Average
0 | 313116130400 |  |  | Chemical termite control, insecticides for termite control, minimum | 1 Skwk | 14.2 | 0.56 | Gal. | 70.5 | 31 | 0 | 101.5 | 0 | 0 | 0 | 0 | 77.5 | 46.5 | 0 | 124 | 0 | 0 | 0 | 0 | STD | Year 2020 | National Average
0 | 314800000000 |  |  | Underpinning |  | 0 | 0 |  | 0 | 0 | 0 | 0 | 0 | 0 | 0 | 0 | 0 | 0 | 0 | 0 | 0 | 0 | 0 | 0 | STD | Year 2020 | National Average
0 | 314813000000 |  |  | Underpinning piers |  | 0 | 0 |  | 0 | 0 | 0 | 0 | 0 | 0 | 0 | 0 | 0 | 0 | 0 | 0 | 0 | 0 | 0 | 0 | STD | Year 2020 | National Average
0 | 314813100010 |  |  | Underpinning foundations |  | 0 | 0 |  | 0 | 0 | 0 | 0 | 0 | 0 | 0 | 0 | 0 | 0 | 0 | 0 | 0 | 0 | 0 | 0 | STD | Year 2020 | National Average
0 | 314813100011 |  |  | Underpinning foundations, includes excavation |  | 0 | 0 |  | 0 | 0 | 0 | 0 | 0 | 0 | 0 | 0 | 0 | 0 | 0 | 0 | 0 | 0 | 0 | 0 | STD | Year 2020 | National Average
0 | 314813100020 |  |  | Underpinning foundations, includes excavation, forming, reinforcing, concrete and equipment |  | 0 | 0 |  | 0 | 0 | 0 | 0 | 0 | 0 | 0 | 0 | 0 | 0 | 0 | 0 | 0 | 0 | 0 | 0 | STD | Year 2020 | National Average
0 | 314813100100 |  |  | Underpinning foundations, 5' to 16' below grade, 100 to 500 C.Y., includes excavation, forming, reinforcing, concrete and equipment | B52 | 2.3 | 24.35 | C.Y. | 340 | 1175 | 254 | 1769 | 0 | 0 | 0 | 0 | 370 | 1775 | 280 | 2425 | 0 | 0 | 0 | 0 | STD | Year 2020 | National Average
0 | 314813100200 |  |  | Underpinning foundations, 5' to 16' below grade, over 500 C.Y., includes excavation, forming, reinforcing, concrete and equipment | B52 | 2.5 | 22.4 | C.Y. | 305 | 1100 | 234 | 1639 | 0 | 0 | 0 | 0 | 335 | 1625 | 257 | 2217 | 0 | 0 | 0 | 0 | STD | Year 2020 | National Average
0 | 314813100400 |  |  | Underpinning foundations, 16' to 25' below grade, 100 to 500 C.Y., includes excavation, forming, reinforcing, concrete and equipment | B52 | 2 | 28 | C.Y. | 370 | 1375 | 292 | 2037 | 0 | 0 | 0 | 0 | 410 | 2050 | 320 | 2780 | 0 | 0 | 0 | 0 | STD | Year 2020 | National Average
0 | 314813100500 |  |  | Underpinning foundations, 16' to 25' below grade, over 500 C.Y., includes excavation, forming, reinforcing, concrete and equipment | B52 | 2.1 | 26.67 | C.Y. | 350 | 1300 | 278 | 1928 | 0 | 0 | 0 | 0 | 385 | 1950 | 305 | 2640 | 0 | 0 | 0 | 0 | STD | Year 2020 | National Average
0 | 314813100700 |  |  | Underpinning foundations, 26' to 40' below grade, 100 to 500 C.Y., includes excavation, forming, reinforcing, concrete and equipment | B52 | 1.6 | 35 | C.Y. | 405 | 1700 | 365 | 2470 | 0 | 0 | 0 | 0 | 445 | 2550 | 400 | 3395 | 0 | 0 | 0 | 0 | STD | Year 2020 | National Average
0 | 314813100800 |  |  | Underpinning foundations, 26' to 40' below grade, over 500 C.Y., includes excavation, forming, reinforcing, concrete and equipment | B52 | 1.8 | 31.11 | C.Y. | 370 | 1525 | 325 | 2220 | 0 | 0 | 0 | 0 | 410 | 2275 | 355 | 3040 | 0 | 0 | 0 | 0 | STD | Year 2020 | National Average
0 | 314500000000 |  |  | Vibroflotation and densification |  | 0 | 0 |  | 0 | 0 | 0 | 0 | 0 | 0 | 0 | 0 | 0 | 0 | 0 | 0 | 0 | 0 | 0 | 0 | STD | Year 2020 | National Average
0 | 314513000000 |  |  | Vibroflotation |  | 0 | 0 |  | 0 | 0 | 0 | 0 | 0 | 0 | 0 | 0 | 0 | 0 | 0 | 0 | 0 | 0 | 0 | 0 | STD | Year 2020 | National Average
0 | 314513100010 |  |  | Vibroflotation densification |  | 0 | 0 |  | 0 | 0 | 0 | 0 | 0 | 0 | 0 | 0 | 0 | 0 | 0 | 0 | 0 | 0 | 0 | 0 | STD | Year 2020 | National Average
0 | 314513100900 |  |  | Vibroflotation, compacted sand cylinder, minimum | B60 | 750 | 0.07 | V.L.F. | 0 | 3.67 | 3 | 6.67 | 0 | 0 | 0 | 0 | 0 | 5.5 | 3.29 | 8.79 | 0 | 0 | 0 | 0 | STD | Year 2020 | National Average
0 | 314513100950 |  |  | Vibroflotation, compacted sand cylinder, maximum | B60 | 325 | 0.17 | V.L.F. | 0 | 8.45 | 6.9 | 15.35 | 0 | 0 | 0 | 0 | 0 | 12.7 | 7.6 | 20.3 | 0 | 0 | 0 | 0 | STD | Year 2020 | National Average
0 | 314513101100 |  |  | Vibroflotation, vibro replacement compacted stone cylinder, minimum | B60 | 500 | 0.11 | V.L.F. | 0 | 5.5 | 4.49 | 9.99 | 0 | 0 | 0 | 0 | 0 | 8.25 | 4.94 | 13.19 | 0 | 0 | 0 | 0 | STD | Year 2020 | National Average
0 | 314513101150 |  |  | Vibroflotation, vibro replacement compacted stone cylinder, maximum | B60 | 250 | 0.22 | V.L.F. | 0 | 11 | 9 | 20 | 0 | 0 | 0 | 0 | 0 | 16.5 | 9.9 | 26.4 | 0 | 0 | 0 | 0 | STD | Year 2020 | National Average
0 | 314513101300 |  |  | Vibroflotation, mobilization and demobilization, minimum | B60 | 0.47 | 119 | Total | 0 | 5850 | 4775 | 10625 | 0 | 0 | 0 | 0 | 0 | 8775 | 5250 | 14025 | 0 | 0 | 0 | 0 | STD | Year 2020 | National Average
0 | 314513101400 |  |  | Vibroflotation, mobilization and demobilization, maximum | B60 | 0.14 | 400 | Total | 0 | 19700 | 16000 | 35700 | 0 | 0 | 0 | 0 | 0 | 29400 | 17600 | 47000 | 0 | 0 | 0 | 0 | STD | Year 2020 | National Average